## SUMMARY BY CUFF STYLE
Cuff Style | Details on Changes
Accessory | No CE required on Connector or Adapters
EcoCuff | One version - all CE marked
FlexiPort Soft | One version - all CE (so anything with a luer was modified to be compliant or was discontinued)
FlexiPort Reuse | One version - all CE (so anything with a luer was modified to be compliant or was discontinued)
FlexiPort Vinyl | One version - all CE (so anything with a luer was modified to be compliant or was discontinued)
Trimline Soft | One version - all CE (so anything with a luer was modified to be compliant or was discontinued)
Trimline Vinyl | One version - NO CE
Trimline One-Piece Reuse | One version - all CE (so anything with a luer was modified to be compliant or was discontinued)
Trimline Two-Piece Reuse | One version - NO CE
Private Labels (ex. Amerinet, NovaPlus, Cardinal, Owens&Minor MediChoice, ROI) | No CE marks
Two-Piece | One version - all CE (so anything with a luer was modified to be compliant or was discontinued)
FlexiPort Accessory | No CE required on Connector or Adapters
Neonatal Soft TL | One version - NO CE
Neonatal Soft WA | Two Versions - one CE marked and one non-CE marked
Neonatal Vinyl TL | One version - NO CE

## All Cuff Part Numbers
Material # | Material Description | Cuff Type | Cuff Style | Brand | Connector Type | CE Mark? | Status | Cross-Ref for Discontinued Items/No CE
A39010 | AMERINET CUFF,SOFT,INFANT,2TB,SC | Trimline | Trimline Soft | Amerinet | Screw | No | Active, NO CE (so can only be sold where CE mark Is not required)
A39011 | AMERINET CUFF,SOFT,CHILD,2TB,SC | Trimline | Trimline Soft | Amerinet | Screw | No | Active, NO CE (so can only be sold where CE mark Is not required)
A39012 | AMERINET CUFF,SOFT,SM ADULT,2TB,SC | Trimline | Trimline Soft | Amerinet | Screw | No | Active, NO CE (so can only be sold where CE mark Is not required)
A39014 | AMERINET CUFF,SOFT,LG ADULT,2TB,SC | Trimline | Trimline Soft | Amerinet | Screw | No | Active, NO CE (so can only be sold where CE mark Is not required)
A39015 | AMERINET CUFF,SOFT,THIGH,1TB,HP | Trimline | Trimline Soft | Amerinet | Bayonet (aka HP, rectus, quick connect) | No | Active, NO CE (so can only be sold where CE mark Is not required)
A39019 | AMERINET CUFF,SOFT,ADULT LONG,1TB,HP | Trimline | Trimline Soft | Amerinet | Bayonet (aka HP, rectus, quick connect) | No | Active, NO CE (so can only be sold where CE mark Is not required)
A39023 | AMERINET CUFF,SOFT,ADULT,2TB,SC | Trimline | Trimline Soft | Amerinet | Screw | No | Active, NO CE (so can only be sold where CE mark Is not required)
A39029 | AMERINET CUFF,SOFT,THIGH,2TB,BVBTC | Trimline | Trimline Soft | Amerinet | Bulb/Valve and Bare Tube | No | Active, NO CE (so can only be sold where CE mark Is not required)
A39045 | AMERINET CUFF,SOFT,INFANT,1TB,HP | Trimline | Trimline Soft | Amerinet | Bayonet (aka HP, rectus, quick connect) | No | Active, NO CE (so can only be sold where CE mark Is not required)
A39048 | AMERINET CUFF,SOFT,ADULT,1TB,HP | Trimline | Trimline Soft | Amerinet | Bayonet (aka HP, rectus, quick connect) | No | Active, NO CE (so can only be sold where CE mark Is not required)
A39050 | AMERINET CUFF,SOFT,SM ADULT,2TB,BVBTC | Trimline | Trimline Soft | Amerinet | Bulb/Valve and Bare Tube | No | Active, NO CE (so can only be sold where CE mark Is not required)
A39053 | AMERINET CUFF,SOFT,ADULT LONG,2TB,SC | Trimline | Trimline Soft | Amerinet | Screw | No | Active, NO CE (so can only be sold where CE mark Is not required)
A39060 | AMERINET CUFF,SOFT,LG ADULT LONG,1TB,HP | Trimline | Trimline Soft | Amerinet | Bayonet (aka HP, rectus, quick connect) | No | Active, NO CE (so can only be sold where CE mark Is not required)
A39071 | AMERINET CUFF,SOFT,LG ADULT LONG,2TB,SC | Trimline | Trimline Soft | Amerinet | Screw | No | Active, NO CE (so can only be sold where CE mark Is not required)
A39072 | AMERINET CUFF,SOFT,THIGH,2TB,SC | Trimline | Trimline Soft | Amerinet | Screw | No | Active, NO CE (so can only be sold where CE mark Is not required)
A39085 | AMERINET CUFF,SOFT,SM ADULT,1TB,HP | Trimline | Trimline Soft | Amerinet | Bayonet (aka HP, rectus, quick connect) | No | Active, NO CE (so can only be sold where CE mark Is not required)
A39100 | AMERINET CUFF,SOFT,CHILD,1TB,HP | Trimline | Trimline Soft | Amerinet | Bayonet (aka HP, rectus, quick connect) | No | Active, NO CE (so can only be sold where CE mark Is not required)
A39115 | AMERINET CUFF,SOFT,CHILD,2TB,BVBTC | Trimline | Trimline Soft | Amerinet | Bulb/Valve and Bare Tube | No | Active, NO CE (so can only be sold where CE mark Is not required)
A39125 | AMERINET CUFF,SOFT,LG AD LONG,2TB,BVBTC | Trimline | Trimline Soft | Amerinet | Bulb/Valve and Bare Tube | No | Active, NO CE (so can only be sold where CE mark Is not required)
A39126 | AMERINET CUFF,SOFT,ADULT LONG,2TB,BVBTC | Trimline | Trimline Soft | Amerinet | Bulb/Valve and Bare Tube | No | Active, NO CE (so can only be sold where CE mark Is not required)
A39167 | AMERINET CUFF,SOFT,ADULT,2TB,BVBTC | Trimline | Trimline Soft | Amerinet | Bulb/Valve and Bare Tube | No | Active, NO CE (so can only be sold where CE mark Is not required)
A39171 | AMERINET CUFF,SOFT,INFANT,2TB,BVBTC | Trimline | Trimline Soft | Amerinet | Bulb/Valve and Bare Tube | No | Active, NO CE (so can only be sold where CE mark Is not required)
A39230 | AMERINET CUFF,SOFT,LG ADULT,1TB,HP | Trimline | Trimline Soft | Amerinet | Bayonet (aka HP, rectus, quick connect) | No | Active, NO CE (so can only be sold where CE mark Is not required)
A39246 | AMERINET CUFF,SOFT,ADULT,2TB,BT | Trimline | Trimline Soft | Amerinet | Bare tube | No | Active, NO CE (so can only be sold where CE mark Is not required)
A39254 | AMERINET CUFF,SOFT,LG ADULT2TB,BVBTC | Trimline | Trimline Soft | Amerinet | Bulb/Valve and Bare Tube | No | Active, NO CE (so can only be sold where CE mark Is not required)
30502-110A | CUFF,NEO-1, 2 TUBE,SOFT | Neonatal | Neonatal Soft TL | Cardinal | male luer slip | No | Active, NO CE (so can only be sold where CE mark Is not required)
30502110SA | CUFF,NEO-1, 1 TUBE,SOFT | Neonatal | Neonatal Soft TL | Cardinal | male luer slip | No | Active, NO CE (so can only be sold where CE mark Is not required)
30502-111A | CUFF,NEO-2, 2 TUBE,SOFT | Neonatal | Neonatal Soft TL | Cardinal | male luer slip | No | Active, NO CE (so can only be sold where CE mark Is not required)
30502111SA | CUFF,NEO-2, 1 TUBE,SOFT | Neonatal | Neonatal Soft TL | Cardinal | male luer slip | No | Active, NO CE (so can only be sold where CE mark Is not required)
30502-112A | CUFF,NEO-3, 2 TUBE,SOFT | Neonatal | Neonatal Soft TL | Cardinal | male luer slip | No | Active, NO CE (so can only be sold where CE mark Is not required)
30502112SA | CUFF,NEO-3, 1 TUBE,SOFT | Neonatal | Neonatal Soft TL | Cardinal | male luer slip | No | Active, NO CE (so can only be sold where CE mark Is not required)
30502113A | CUFF,NEO-4, 2 TUBE,SOFT | Neonatal | Neonatal Soft TL | Cardinal | male luer slip | No | Active, NO CE (so can only be sold where CE mark Is not required)
30502113SA | CUFF,NEO-4, 1 TUBE,SOFT | Neonatal | Neonatal Soft TL | Cardinal | male luer slip | No | Active, NO CE (so can only be sold where CE mark Is not required)
30502-114A | CUFF,NEO-5, 2 TUBE,SOFT | Neonatal | Neonatal Soft TL | Cardinal | male luer slip | No | Active, NO CE (so can only be sold where CE mark Is not required)
30502114SA | CUFF,NEO-5, 1 TUBE,SOFT | Neonatal | Neonatal Soft TL | Cardinal | male luer slip | No | Active, NO CE (so can only be sold where CE mark Is not required)
30502-210 | CUFF,NEO-1, 2 TUBE,SOFT W/CLAMP | Neonatal | Neonatal Soft TL | Cardinal | male luer slip | No | Active, NO CE (so can only be sold where CE mark Is not required)
30502-211 | CUFF,NEO-2, 2 TUBE,SOFT W/CLAMP | Neonatal | Neonatal Soft TL | Cardinal | male luer slip | No | Active, NO CE (so can only be sold where CE mark Is not required)
30502-212 | CUFF,NEO-3, 2 TUBE,SOFT W/CLAMP | Neonatal | Neonatal Soft TL | Cardinal | male luer slip | No | Active, NO CE (so can only be sold where CE mark Is not required)
30502-213 | CUFF,NEO 4, 2 TUBE,SOFT W/CLAMP | Neonatal | Neonatal Soft TL | Cardinal | male luer slip | No | Active, NO CE (so can only be sold where CE mark Is not required)
30502-214 | CUFF,NEO-5, 2 TUBE,SOFT W/CLAMP | Neonatal | Neonatal Soft TL | Cardinal | male luer slip | No | Active, NO CE (so can only be sold where CE mark Is not required)
30503009SA | CUFF, SOFT, SM INFANT, 1-TUBE, SC | FlexiPort | FlexiPort SOFT | Cardinal | Screw | No | Active, NO CE (so can only be sold where CE mark Is not required)
30503-010A | CUFF, SOFT, INFANT, 2-TUBE, SC | FlexiPort | FlexiPort SOFT | Cardinal | Screw | No | Active, NO CE (so can only be sold where CE mark Is not required)
30503010SA | CUFF, SOFT, INFANT, 1-TUBE, SC | FlexiPort | FlexiPort SOFT | Cardinal | Screw | No | Active, NO CE (so can only be sold where CE mark Is not required)
30503-011A | CUFF, SOFT, CHILD, 2-TUBE, SC | FlexiPort | FlexiPort SOFT | Cardinal | Screw | No | Active, NO CE (so can only be sold where CE mark Is not required)
30503011SA | CUFF, SOFT, CHILD, 1-TUBE, SC | FlexiPort | FlexiPort SOFT | Cardinal | Screw | No | Active, NO CE (so can only be sold where CE mark Is not required)
30503-012A | CUFF, SOFT, SM AD, 2-TUBE, SC | FlexiPort | FlexiPort SOFT | Cardinal | Screw | No | Active, NO CE (so can only be sold where CE mark Is not required)
30503012SA | CUFF, SOFT, SM AD, 1-TUBE, SC | FlexiPort | FlexiPort SOFT | Cardinal | Screw | No | Active, NO CE (so can only be sold where CE mark Is not required)
30503-013A | CUFF, SOFT, ADULT, 2-TUBE, SC | FlexiPort | FlexiPort SOFT | Cardinal | Screw | No | Active, NO CE (so can only be sold where CE mark Is not required)
30503013AA | CUFF, SOFT, AD LONG 2-TUBE, SC | FlexiPort | FlexiPort SOFT | Cardinal | Screw | No | Active, NO CE (so can only be sold where CE mark Is not required)
30503013SA | CUFF, SOFT, ADULT, 1-TUBE, SC | FlexiPort | FlexiPort SOFT | Cardinal | Screw | No | Active, NO CE (so can only be sold where CE mark Is not required)
30503-014A | CUFF, SOFT, LG AD, 2-TUBE, SC | FlexiPort | FlexiPort SOFT | Cardinal | Screw | No | Active, NO CE (so can only be sold where CE mark Is not required)
30503014AA | CUFF SOFT LG AD LONG 1-TUBE SC | FlexiPort | FlexiPort SOFT | Cardinal | Screw | No | Active, NO CE (so can only be sold where CE mark Is not required)
30503014LA | CUFF SOFT LG AD LONG 2-TUBE SC | FlexiPort | FlexiPort SOFT | Cardinal | Screw | No | Active, NO CE (so can only be sold where CE mark Is not required)
30503014SA | CUFF, SOFT LG AD, 1-TUBE, SC | FlexiPort | FlexiPort SOFT | Cardinal | Screw | No | Active, NO CE (so can only be sold where CE mark Is not required)
30503-015A | CUFF, SOFT, THIGH, 2-TUBE, SC | FlexiPort | FlexiPort SOFT | Cardinal | Screw | No | Active, NO CE (so can only be sold where CE mark Is not required)
30503015SA | CUFF, SOFT, THIGH, 1-TUBE, SC | FlexiPort | FlexiPort SOFT | Cardinal | Screw | No | Active, NO CE (so can only be sold where CE mark Is not required)
30503-019A | CUFF, SOFT SM CHILD 2-TUBE, SC | FlexiPort | FlexiPort SOFT | Cardinal | Screw | No | Active, NO CE (so can only be sold where CE mark Is not required)
30503019SA | CUFF, SOFT SM CHILD 1-TUBE, SC | FlexiPort | FlexiPort SOFT | Cardinal | Screw | No | Active, NO CE (so can only be sold where CE mark Is not required)
30503-09A | CUFF, CARDINAL, SOFT, SMALL INFANT | FlexiPort | FlexiPort SOFT | Cardinal | N/A | No | Active, NO CE (so can only be sold where CE mark Is not required)
30503-10A | CUFF, CARDINAL, SOFT, INFANT | FlexiPort | FlexiPort SOFT | Cardinal | N/A | No | Active, NO CE (so can only be sold where CE mark Is not required)
30503-11A | CUFF, CARDINAL, SOFT, CHILD | FlexiPort | FlexiPort SOFT | Cardinal | N/A | No | Active, NO CE (so can only be sold where CE mark Is not required)
30503-120A | CUFF, SOFT, CHILD, 2-TUBE, BV | FlexiPort | FlexiPort SOFT | Cardinal | Tri-Purpose (also works as a luer lock and female luer slip), Bulb and Valve assembly | No | Active, NO CE (so can only be sold where CE mark Is not required)
30503-121A | CUFF, SOFT, SM AD, 2-TUBE, BV | FlexiPort | FlexiPort SOFT | Cardinal | Tri-Purpose (also works as a luer lock and female luer slip), Bulb and Valve assembly | No | Active, NO CE (so can only be sold where CE mark Is not required)
30503-122A | CUFF, SOFT, ADULT, 2-TUBE, BV | FlexiPort | FlexiPort SOFT | Cardinal | Tri-Purpose (also works as a luer lock and female luer slip), Bulb and Valve assembly | No | Active, NO CE (so can only be sold where CE mark Is not required)
30503122LA | CUFF, SOFT, AD LONG 2-TUBE, BV | FlexiPort | FlexiPort SOFT | Cardinal | Tri-Purpose (also works as a luer lock and female luer slip), Bulb and Valve assembly | No | Active, NO CE (so can only be sold where CE mark Is not required)
30503-124A | CUFF, SOFT, LG AD, 2-TUBE, BV | FlexiPort | FlexiPort SOFT | Cardinal | Tri-Purpose (also works as a luer lock and female luer slip), Bulb and Valve assembly | No | Active, NO CE (so can only be sold where CE mark Is not required)
30503-125A | CUFF, SOFT, THIGH, 2-TUBE, BV | FlexiPort | FlexiPort SOFT | Cardinal | Tri-Purpose (also works as a luer lock and female luer slip), Bulb and Valve assembly | No | Active, NO CE (so can only be sold where CE mark Is not required)
30503-12A | CUFF, CARDINAL SOFT, SM ADLT | FlexiPort | FlexiPort SOFT | Cardinal | N/A | No | Active, NO CE (so can only be sold where CE mark Is not required)
30503-13A | CUFF, CARDINAL, SOFT, ADULT | FlexiPort | FlexiPort SOFT | Cardinal | N/A | No | Active, NO CE (so can only be sold where CE mark Is not required)
30503-13LA | CUFF, CARD, SOFT, ADULT LONG | FlexiPort | FlexiPort SOFT | Cardinal | N/A | No | Active, NO CE (so can only be sold where CE mark Is not required)
30503-14A | CUFF, CARDINAL, SOFT, LG ADULT | FlexiPort | FlexiPort SOFT | Cardinal | N/A | No | Active, NO CE (so can only be sold where CE mark Is not required)
30503-14LA | CUFF, CARD, SOFT, LG ADLT LONG | FlexiPort | FlexiPort SOFT | Cardinal | N/A | No | Active, NO CE (so can only be sold where CE mark Is not required)
30503-15A | CUFF, CARDINAL, SOFT, THIGH | FlexiPort | FlexiPort SOFT | Cardinal | N/A | No | Active, NO CE (so can only be sold where CE mark Is not required)
30503-19A | CUFF, CARDINAL, SOFT, SM CHILD | FlexiPort | FlexiPort SOFT | Cardinal | N/A | No | Active, NO CE (so can only be sold where CE mark Is not required)
30503-221A | CUFF, SOFT, SM AD, 2-TUBE, BVC | FlexiPort | FlexiPort SOFT | Cardinal | Tri-Purpose (also works as a luer lock and female luer slip), Bulb and Valve assembly and clamp | No | Active, NO CE (so can only be sold where CE mark Is not required)
30503-222A | CUFF, SOFT, ADULT, 2-TUBE, BVC | FlexiPort | FlexiPort SOFT | Cardinal | Tri-Purpose (also works as a luer lock and female luer slip), Bulb and Valve assembly and clamp | No | Active, NO CE (so can only be sold where CE mark Is not required)
30503222LA | CUFF, SOFT, AD LONG 2-TUBE, BVC | FlexiPort | FlexiPort SOFT | Cardinal | Tri-Purpose (also works as a luer lock and female luer slip), Bulb and Valve assembly and clamp | No | Active, NO CE (so can only be sold where CE mark Is not required)
30503-224A | CUFF, SOFT, LG AD, 2-TUBE, BVC | FlexiPort | FlexiPort SOFT | Cardinal | Tri-Purpose (also works as a luer lock and female luer slip), Bulb and Valve assembly and clamp | No | Active, NO CE (so can only be sold where CE mark Is not required)
30503309SA | CUFF, SOFT, SM INFANT, 1-TUBE, HP | FlexiPort | FlexiPort SOFT | Cardinal | Bayonet (aka HP, rectus, quick connect) | No | Active, NO CE (so can only be sold where CE mark Is not required)
30503310SA | CUFF, SOFT, INFANT, 1-TUBE, HP | FlexiPort | FlexiPort SOFT | Cardinal | Bayonet (aka HP, rectus, quick connect) | No | Active, NO CE (so can only be sold where CE mark Is not required)
30503311SA | CUFF, SOFT, CHILD, 1-TUBE, HP | FlexiPort | FlexiPort SOFT | Cardinal | Bayonet (aka HP, rectus, quick connect) | No | Active, NO CE (so can only be sold where CE mark Is not required)
30503312SA | CUFF, SOFT, SM AD, 1-TUBE, HP | FlexiPort | FlexiPort SOFT | Cardinal | Bayonet (aka HP, rectus, quick connect) | No | Active, NO CE (so can only be sold where CE mark Is not required)
30503313LA | CUFF, SOFT, AD LONG 1-TUBE, HP | FlexiPort | FlexiPort SOFT | Cardinal | Bayonet (aka HP, rectus, quick connect) | No | Active, NO CE (so can only be sold where CE mark Is not required)
30503313SA | CUFF, SOFT, ADULT, 1-TUBE, HP | FlexiPort | FlexiPort SOFT | Cardinal | Bayonet (aka HP, rectus, quick connect) | No | Active, NO CE (so can only be sold where CE mark Is not required)
30503314LA | CUFF SOFT LG AD LONG 1-TUBE HP | FlexiPort | FlexiPort SOFT | Cardinal | Bayonet (aka HP, rectus, quick connect) | No | Active, NO CE (so can only be sold where CE mark Is not required)
30503314SA | CUFF, SOFT, LG AD, 1-TUBE, HP | FlexiPort | FlexiPort SOFT | Cardinal | Bayonet (aka HP, rectus, quick connect) | No | Active, NO CE (so can only be sold where CE mark Is not required)
30503315SA | CUFF, SOFT, THIGH, 1-TUBE, HP | FlexiPort | FlexiPort SOFT | Cardinal | Bayonet (aka HP, rectus, quick connect) | No | Active, NO CE (so can only be sold where CE mark Is not required)
30503319SA | CUFF, SOFT SM CHILD 1-TUBE, HP | FlexiPort | FlexiPort SOFT | Cardinal | Bayonet (aka HP, rectus, quick connect) | No | Active, NO CE (so can only be sold where CE mark Is not required)
30503510SA | CUFF, SOFT, INFANT, 1-TUBE, TP | FlexiPort | FlexiPort SOFT | Cardinal | Tri-Purpose | No | Active, NO CE (so can only be sold where CE mark Is not required)
30503511SA | CUFF, SOFT, CHILD, 1-TUBE, TP | FlexiPort | FlexiPort SOFT | Cardinal | Tri-Purpose | No | Active, NO CE (so can only be sold where CE mark Is not required)
30503512SA | CUFF, SOFT, SM AD, 1-TUBE, TP | FlexiPort | FlexiPort SOFT | Cardinal | Tri-Purpose | No | Active, NO CE (so can only be sold where CE mark Is not required)
30503513LA | CUFF, SOFT, AD LONG 1-TUBE, TP | FlexiPort | FlexiPort SOFT | Cardinal | Tri-Purpose | No | Active, NO CE (so can only be sold where CE mark Is not required)
30503513SA | CUFF, SOFT, ADULT, 1-TUBE, TP | FlexiPort | FlexiPort SOFT | Cardinal | Tri-Purpose | No | Active, NO CE (so can only be sold where CE mark Is not required)
30503514SA | CUFF, SOFT, LG AD, 1-TUBE, TP | FlexiPort | FlexiPort SOFT | Cardinal | Tri-Purpose | No | Active, NO CE (so can only be sold where CE mark Is not required)
30503612A | CUFF, SOFT, SM AD, 2-TUBE, MQ | FlexiPort | FlexiPort SOFT | Cardinal | Locking (aka subminiature) | No | Active, NO CE (so can only be sold where CE mark Is not required)
30503613A | CUFF, SOFT, ADULT, 2-TUBE, MQ | FlexiPort | FlexiPort SOFT | Cardinal | Locking (aka subminiature) | No | Active, NO CE (so can only be sold where CE mark Is not required)
30503613LA | CUFF, SOFT, AD LONG 2-TUBE, MQ | FlexiPort | FlexiPort SOFT | Cardinal | Locking (aka subminiature) | No | Active, NO CE (so can only be sold where CE mark Is not required)
30503-614A | CUFF, SOFT, LG AD, 2-TUBE, MQ | FlexiPort | FlexiPort SOFT | Cardinal | Locking (aka subminiature) | No | Active, NO CE (so can only be sold where CE mark Is not required)
30503-710A | CUFF, SOFT INFANT, 2-TUBE, SCC | FlexiPort | FlexiPort SOFT | Cardinal | Screw and clamp | No | Active, NO CE (so can only be sold where CE mark Is not required)
30503-711A | CUFF, SOFT, CHILD, 2-TUBE, SCC | FlexiPort | FlexiPort SOFT | Cardinal | Screw and clamp | No | Active, NO CE (so can only be sold where CE mark Is not required)
30503-712A | CUFF, SOFT, SM AD, 2-TUBE, SCC | FlexiPort | FlexiPort SOFT | Cardinal | Screw and clamp | No | Active, NO CE (so can only be sold where CE mark Is not required)
30503-713A | CUFF, SOFT, ADULT, 2-TUBE, SCC | FlexiPort | FlexiPort SOFT | Cardinal | Screw and clamp | No | Active, NO CE (so can only be sold where CE mark Is not required)
30503-714A | CUFF, SOFT, LG AD, 2-TUBE, SCC | FlexiPort | FlexiPort SOFT | Cardinal | Screw and clamp | No | Active, NO CE (so can only be sold where CE mark Is not required)
30503LSA | CUFF, SOFT, AD LONG 1-TUBE, SC | FlexiPort | FlexiPort SOFT | Cardinal | Screw | No | Active, NO CE (so can only be sold where CE mark Is not required)
30506010A | CUFF, VINYL INFANT, 2-TUBE, SC | FlexiPort | FlexiPort VINYL | Cardinal | Screw | No | Active, NO CE (so can only be sold where CE mark Is not required)
30506-011A | CUFF, VINYL CHILD, 2-TUBE, SC | FlexiPort | FlexiPort VINYL | Cardinal | Screw | No | Active, NO CE (so can only be sold where CE mark Is not required)
30506011SA | CUFF, VINYL CHILD, 1-TUBE, SC | FlexiPort | FlexiPort VINYL | Cardinal | Screw | No | Active, NO CE (so can only be sold where CE mark Is not required)
30506-012A | CUFF, VINYL, SM AD, 2-TUBE, SC | FlexiPort | FlexiPort VINYL | Cardinal | Screw | No | Active, NO CE (so can only be sold where CE mark Is not required)
30506012SA | CUFF, VINYL, SM AD, 1-TUBE, SC | FlexiPort | FlexiPort VINYL | Cardinal | Screw | No | Active, NO CE (so can only be sold where CE mark Is not required)
30506-013A | CUFF, VINYL ADULT, 2-TUBE, SC | FlexiPort | FlexiPort VINYL | Cardinal | Screw | No | Active, NO CE (so can only be sold where CE mark Is not required)
30506013SA | CUFF, VINYL ADULT, 1-TUBE, SC | FlexiPort | FlexiPort VINYL | Cardinal | Screw | No | Active, NO CE (so can only be sold where CE mark Is not required)
30506014A | CUFF, VINYL LG AD, 2-TUBE, SC | FlexiPort | FlexiPort VINYL | Cardinal | Screw | No | Active, NO CE (so can only be sold where CE mark Is not required)
30506014SA | CUFF, VINYL LG AD, 1-TUBE, SC | FlexiPort | FlexiPort VINYL | Cardinal | Screw | No | Active, NO CE (so can only be sold where CE mark Is not required)
30506-015A | CUFF, VINYL THIGH, 2-TUBE, SC | FlexiPort | FlexiPort VINYL | Cardinal | Screw | No | Active, NO CE (so can only be sold where CE mark Is not required)
30506-10A | CUFF, CARDINAL, VINYL, INFANT | FlexiPort | FlexiPort VINYL | Cardinal | N/A | No | Active, NO CE (so can only be sold where CE mark Is not required)
30506-11A | CUFF, CARDINAL, VINYL, CHILD | FlexiPort | FlexiPort VINYL | Cardinal | N/A | No | Active, NO CE (so can only be sold where CE mark Is not required)
30506-121A | CUFF, VINYL, SM AD, 2-TUBE, BV | FlexiPort | FlexiPort VINYL | Cardinal | Tri-Purpose (also works as a luer lock and female luer slip), Bulb and Valve assembly | No | Active, NO CE (so can only be sold where CE mark Is not required)
30506-122A | CUFF, VINYL ADULT, 2-TUBE, BV | FlexiPort | FlexiPort VINYL | Cardinal | Tri-Purpose (also works as a luer lock and female luer slip), Bulb and Valve assembly | No | Active, NO CE (so can only be sold where CE mark Is not required)
30506122LA | CUFF, VINYL AD LONG 2-TUBE, BV | FlexiPort | FlexiPort VINYL | Cardinal | Tri-Purpose (also works as a luer lock and female luer slip), Bulb and Valve assembly | No | Active, NO CE (so can only be sold where CE mark Is not required)
30506-124A | CUFF, VINYL LG AD, 2-TUBE, BV | FlexiPort | FlexiPort VINYL | Cardinal | Tri-Purpose (also works as a luer lock and female luer slip), Bulb and Valve assembly | No | Active, NO CE (so can only be sold where CE mark Is not required)
30506-12A | CUFF, CARDINAL, VINYL, SM ADLT | FlexiPort | FlexiPort VINYL | Cardinal | N/A | No | Active, NO CE (so can only be sold where CE mark Is not required)
30506-130A | CUFF, VINYL, AD, 2-TUBE, GAUGE | FlexiPort | FlexiPort VINYL | Cardinal | Tri-Purpose (also works as a luer lock and female luer slip), Bulb and Valve, Gauge | No | Active, NO CE (so can only be sold where CE mark Is not required)
30506-13A | CUFF, CARDINAL, VINYL, ADLT | FlexiPort | FlexiPort VINYL | Cardinal | N/A | No | Active, NO CE (so can only be sold where CE mark Is not required)
30506-13LA | CUFF, CARD., VINYL, ADLT LONG | FlexiPort | FlexiPort VINYL | Cardinal | N/A | No | Active, NO CE (so can only be sold where CE mark Is not required)
30506-14A | CUFF, CARDINAL, VINYL, LG ADLT | FlexiPort | FlexiPort VINYL | Cardinal | N/A | No | Active, NO CE (so can only be sold where CE mark Is not required)
30506-14LA | CUFF CARDINAL VINYL LG AD LONG | FlexiPort | FlexiPort VINYL | Cardinal | N/A | No | Active, NO CE (so can only be sold where CE mark Is not required)
30506-15A | CUFF, CARDINAL, VINYL, THIGH | FlexiPort | FlexiPort VINYL | Cardinal | N/A | No | Active, NO CE (so can only be sold where CE mark Is not required)
30506-19A | CUFF, CARD., VINYL, SM CHILD | FlexiPort | FlexiPort VINYL | Cardinal | N/A | No | Active, NO CE (so can only be sold where CE mark Is not required)
30506310SA | CUFF, VINYL INFANT, 1-TUBE, HP | FlexiPort | FlexiPort VINYL | Cardinal | Bayonet (aka HP, rectus, quick connect) | No | Active, NO CE (so can only be sold where CE mark Is not required)
30506311SA | CUFF, VINYL CHILD, 1-TUBE, HP | FlexiPort | FlexiPort VINYL | Cardinal | Bayonet (aka HP, rectus, quick connect) | No | Active, NO CE (so can only be sold where CE mark Is not required)
30506312SA | CUFF, VINYL, SM AD, 1-TUBE, HP | FlexiPort | FlexiPort VINYL | Cardinal | Bayonet (aka HP, rectus, quick connect) | No | Active, NO CE (so can only be sold where CE mark Is not required)
30506313LA | CUFF, VINYL AD LONG 1-TUBE, HP | FlexiPort | FlexiPort VINYL | Cardinal | Bayonet (aka HP, rectus, quick connect) | No | Active, NO CE (so can only be sold where CE mark Is not required)
30506313SA | CUFF, VINYL ADULT, 1-TUBE, HP | FlexiPort | FlexiPort VINYL | Cardinal | Bayonet (aka HP, rectus, quick connect) | No | Active, NO CE (so can only be sold where CE mark Is not required)
30506-314A | CUFF, VINYL LG AD, 1-TUBE, HP | FlexiPort | FlexiPort VINYL | Cardinal | Bayonet (aka HP, rectus, quick connect) | No | Active, NO CE (so can only be sold where CE mark Is not required)
30506314LA | CUFF VINL LG AD LONG 1-TUBE HP | FlexiPort | FlexiPort VINYL | Cardinal | Bayonet (aka HP, rectus, quick connect) | No | Active, NO CE (so can only be sold where CE mark Is not required)
30506-315A | CUFF, VINYL THIGH, 1-TUBE, HP | FlexiPort | FlexiPort VINYL | Cardinal | Bayonet (aka HP, rectus, quick connect) | No | Active, NO CE (so can only be sold where CE mark Is not required)
30506-319A | CUFF, VINL, SM CHILD 1-TUBE HP | FlexiPort | FlexiPort VINYL | Cardinal | Bayonet (aka HP, rectus, quick connect) | No | Active, NO CE (so can only be sold where CE mark Is not required)
30506-510A | CUFF, VINYL INFANT, 1-TUBE, TP | FlexiPort | FlexiPort VINYL | Cardinal | Tri-Purpose | No | Active, NO CE (so can only be sold where CE mark Is not required)
30506-511A | CUFF, VINYL CHILD, 1-TUBE, TP | FlexiPort | FlexiPort VINYL | Cardinal | Tri-Purpose | No | Active, NO CE (so can only be sold where CE mark Is not required)
30506-512A | CUFF, VINYL, SM AD, 1-TUBE, TP | FlexiPort | FlexiPort VINYL | Cardinal | Tri-Purpose | No | Active, NO CE (so can only be sold where CE mark Is not required)
30506-513A | CUFF, VINYL ADULT, 1-TUBE, TP | FlexiPort | FlexiPort VINYL | Cardinal | Tri-Purpose | No | Active, NO CE (so can only be sold where CE mark Is not required)
30506-514A | CUFF, VINYL LG AD, 1-TUBE, TP | FlexiPort | FlexiPort VINYL | Cardinal | Tri-Purpose | No | Active, NO CE (so can only be sold where CE mark Is not required)
30506-612A | CUFF, VINYL, SM AD, 2-TUBE, MQ | FlexiPort | FlexiPort VINYL | Cardinal | Locking (aka subminiature) | No | Active, NO CE (so can only be sold where CE mark Is not required)
30506-613A | CUFF, VINYL ADULT, 2-TUBE, MQ | FlexiPort | FlexiPort VINYL | Cardinal | Locking (aka subminiature) | No | Active, NO CE (so can only be sold where CE mark Is not required)
30506613LA | CUFF, VINYL AD LONG 2-TUBE, MQ | FlexiPort | FlexiPort VINYL | Cardinal | Locking (aka subminiature) | No | Active, NO CE (so can only be sold where CE mark Is not required)
30506-614A | CUFF, VINYL LG AD, 2-TUBE, MQ | FlexiPort | FlexiPort VINYL | Cardinal | Locking (aka subminiature) | No | Active, NO CE (so can only be sold where CE mark Is not required)
30506614LA | CUFF VINL LG AD LONG 2-TUBE MQ | FlexiPort | FlexiPort VINYL | Cardinal | Locking (aka subminiature) | No | Active, NO CE (so can only be sold where CE mark Is not required)
30506714LA | CUFF VINL LG AD LONG 2TUBE SCC | FlexiPort | FlexiPort VINYL | Cardinal | Screw and clamp | No | Active, NO CE (so can only be sold where CE mark Is not required)
30506A013L | CUFF, VINYL AD LONG 2-TUBE, SC | FlexiPort | FlexiPort VINYL | Cardinal | Screw | No | Active, NO CE (so can only be sold where CE mark Is not required)
30509-11 | ECOCUFF, CARDINAL, CHILD, 15-21CM | FlexiPort | ECOCUFF | Cardinal | N/A | No | Active, NO CE (so can only be sold where CE mark Is not required)
30509-12 | ECOCUFF, CARDINAL, SM ADULT, 20-28CM | FlexiPort | ECOCUFF | Cardinal | N/A | No | Active, NO CE (so can only be sold where CE mark Is not required)
30509-13 | ECOCUFF, CARDINAL, ADULT, 27-38CM | FlexiPort | ECOCUFF | Cardinal | N/A | No | Active, NO CE (so can only be sold where CE mark Is not required)
30509-14 | ECOCUFF, CARDINAL, LRG ADULT, 33-45CM | FlexiPort | ECOCUFF | Cardinal | N/A | No | Active, NO CE (so can only be sold where CE mark Is not required)
30509-MLT | ECOCUFF, CARDINAL, MULTI PACK | FlexiPort | ECOCUFF | Cardinal | N/A | No | Active, NO CE (so can only be sold where CE mark Is not required)
SOFTCARD | CUFF, SOFT, CARD, MULTIPACK | FlexiPort | FlexiPort SOFT | Cardinal | Various | No | Active, NO CE (so can only be sold where CE mark Is not required)
VINYLCARD | CUFF, VINYL, CARD, MULTIPACK | FlexiPort | FlexiPort VINYL | Cardinal | Various | No | Active, NO CE (so can only be sold where CE mark Is not required)
SOFT-09-DH | CUFF, DIG HLTH, SOFT, CHILD | FlexiPort | FlexiPort SOFT | Dignity Health | N/A | No | Active, NO CE (so can only be sold where CE mark Is not required)
SOFT-10-DH | CUFF, DIG HLTH, SOFT, SMALL ADULT | FlexiPort | FlexiPort SOFT | Dignity Health | N/A | No | Active, NO CE (so can only be sold where CE mark Is not required)
SOFT-11-DH | CUFF, DIG HLTH, SOFT, ADULT | FlexiPort | FlexiPort SOFT | Dignity Health | N/A | No | Active, NO CE (so can only be sold where CE mark Is not required)
SOFT-11L-DH | CUFF, DIG HLTH, SOFT, ADULT LONG | FlexiPort | FlexiPort SOFT | Dignity Health | N/A | No | Active, NO CE (so can only be sold where CE mark Is not required)
SOFT-12-DH | CUFF, DIG HLTH, SOFT, LARGE ADULT | FlexiPort | FlexiPort SOFT | Dignity Health | N/A | No | Active, NO CE (so can only be sold where CE mark Is not required)
M3202C | MEDICHOICE,REUSE,LG ADULT,2TUBE,SC | Trimline | Trimline Two-Piece Reuse | MediChoice | Screw | No | Active, NO CE (so can only be sold where CE mark Is not required)
M3202LC | MEDICHOICE,REUSE,LG ADULT LONG,2TUBE,SC | Trimline | Trimline Two-Piece Reuse | MediChoice | Screw | No | Active, NO CE (so can only be sold where CE mark Is not required)
M3202LM | MEDICHOICE,REUSE,LG ADULT LONG,2TUBE,MQ | Trimline | Trimline Two-Piece Reuse | MediChoice | Locking (aka subminiature) | No | Active, NO CE (so can only be sold where CE mark Is not required)
M3202LSC | MEDICHOICE,REUSE,LG ADULT LONG,1TUBE,SC | Trimline | Trimline Two-Piece Reuse | MediChoice | Screw | No | Active, NO CE (so can only be sold where CE mark Is not required)
M3202LSH | MEDICHOICE,REUSE,LG ADULT LONG,1TUBE,HP | Trimline | Trimline Two-Piece Reuse | MediChoice | Bayonet (aka HP, rectus, quick connect) | No | Active, NO CE (so can only be sold where CE mark Is not required)
M3202M | MEDICHOICE,REUSE,LG ADULT,2TUBE,MQ | Trimline | Trimline Two-Piece Reuse | MediChoice | Locking (aka subminiature) | No | Active, NO CE (so can only be sold where CE mark Is not required)
M3202SC | MEDICHOICE,REUSE,LG ADULT,1TUBE,SC | Trimline | Trimline Two-Piece Reuse | MediChoice | Screw | No | Active, NO CE (so can only be sold where CE mark Is not required)
M3202SH | MEDICHOICE,REUSE,LG ADULT,1TUBE,HP | Trimline | Trimline Two-Piece Reuse | MediChoice | Bayonet (aka HP, rectus, quick connect) | No | Active, NO CE (so can only be sold where CE mark Is not required)
M3203C | MEDICHOICE,REUSE,ADULT,2TUBE,SC | Trimline | Trimline Two-Piece Reuse | MediChoice | Screw | No | Active, NO CE (so can only be sold where CE mark Is not required)
M3203LC | MEDICHOICE,REUSE,ADULT LONG,2TUBE,SC | Trimline | Trimline Two-Piece Reuse | MediChoice | Screw | No | Active, NO CE (so can only be sold where CE mark Is not required)
M3203LM | MEDICHOICE,REUSE,ADULT LONG,2TUBE,MQ | Trimline | Trimline Two-Piece Reuse | MediChoice | Locking (aka subminiature) | No | Active, NO CE (so can only be sold where CE mark Is not required)
M3203LSC | MEDICHOICE,REUSE,ADULT LONG,1TUBE,SC | Trimline | Trimline Two-Piece Reuse | MediChoice | Screw | No | Active, NO CE (so can only be sold where CE mark Is not required)
M3203LSH | MEDICHOICE,REUSE,ADULT LONG,1TUBE,HP | Trimline | Trimline Two-Piece Reuse | MediChoice | Bayonet (aka HP, rectus, quick connect) | No | Active, NO CE (so can only be sold where CE mark Is not required)
M3203M | MEDICHOICE,REUSE,ADULT,2TUBE,MQ | Trimline | Trimline Two-Piece Reuse | MediChoice | Locking (aka subminiature) | No | Active, NO CE (so can only be sold where CE mark Is not required)
M3203SC | MEDICHOICE,REUSE,ADULT,1TUBE,SC | Trimline | Trimline Two-Piece Reuse | MediChoice | Screw | No | Active, NO CE (so can only be sold where CE mark Is not required)
M3203SH | MEDICHOICE,REUSE,ADULT,1TUBE,HP | Trimline | Trimline Two-Piece Reuse | MediChoice | Bayonet (aka HP, rectus, quick connect) | No | Active, NO CE (so can only be sold where CE mark Is not required)
M3204C | MEDICHOICE,REUSE,SM ADULT,2TUBE,SC | Trimline | Trimline Two-Piece Reuse | MediChoice | Screw | No | Active, NO CE (so can only be sold where CE mark Is not required)
M3204M | MEDICHOICE,REUSE,SM ADULT,2TUBE,MQ | Trimline | Trimline Two-Piece Reuse | MediChoice | Locking (aka subminiature) | No | Active, NO CE (so can only be sold where CE mark Is not required)
M3204SC | MEDICHOICE,REUSE,SM ADULT,1TUBE,SC | Trimline | Trimline Two-Piece Reuse | MediChoice | Screw | No | Active, NO CE (so can only be sold where CE mark Is not required)
M3204SH | MEDICHOICE,REUSE,SM ADULT,1TUBE,HP | Trimline | Trimline Two-Piece Reuse | MediChoice | Bayonet (aka HP, rectus, quick connect) | No | Active, NO CE (so can only be sold where CE mark Is not required)
M3205C | MEDICHOICE,REUSE,CHILD,2TUBE,SC | Trimline | Trimline Two-Piece Reuse | MediChoice | Screw | No | Active, NO CE (so can only be sold where CE mark Is not required)
M3205M | MEDICHOICE,REUSE,CHILD,2TUBE,MQ | Trimline | Trimline Two-Piece Reuse | MediChoice | Locking (aka subminiature) | No | Active, NO CE (so can only be sold where CE mark Is not required)
M3205SC | MEDICHOICE,REUSE,CHILD,1TUBE,SC | Trimline | Trimline Two-Piece Reuse | MediChoice | Screw | No | Active, NO CE (so can only be sold where CE mark Is not required)
M3205SH | MEDICHOICE,REUSE,CHILD,1TUBE,HP | Trimline | Trimline Two-Piece Reuse | MediChoice | Bayonet (aka HP, rectus, quick connect) | No | Active, NO CE (so can only be sold where CE mark Is not required)
M3402 | MEDICHOICE,REUSE,LG ADULT,2TUBE,BVBT | Trimline | Trimline Two-Piece Reuse | MediChoice | Bulb/Valve and Bare Tube | No | Active, NO CE (so can only be sold where CE mark Is not required)
M3402L | MEDICHOICE,REUSE,LG AD LONG,2TUBE,BVBT | Trimline | Trimline Two-Piece Reuse | MediChoice | Bulb/Valve and Bare Tube | No | Active, NO CE (so can only be sold where CE mark Is not required)
M3403 | MEDICHOICE,REUSE,ADULT,2TUBE,BVBT | Trimline | Trimline Two-Piece Reuse | MediChoice | Bulb/Valve and Bare Tube | No | Active, NO CE (so can only be sold where CE mark Is not required)
M3403L | MEDICHOICE,REUSE,ADULT LONG,2TUBE,BVBT | Trimline | Trimline Two-Piece Reuse | MediChoice | Bulb/Valve and Bare Tube | No | Active, NO CE (so can only be sold where CE mark Is not required)
M3404 | MEDICHOICE,REUSE,SM ADULT,2TUBE,BVBT | Trimline | Trimline Two-Piece Reuse | MediChoice | Bulb/Valve and Bare Tube | No | Active, NO CE (so can only be sold where CE mark Is not required)
M3405 | MEDICHOICE,REUSE,CHILD,2TUBE,BVBT | Trimline | Trimline Two-Piece Reuse | MediChoice | Bulb/Valve and Bare Tube | No | Active, NO CE (so can only be sold where CE mark Is not required)
M39011 | MEDICHOICE,SOFT,CHILD,2TUBE,SC | Trimline | Trimline Soft | MediChoice | Screw | No | Active, NO CE (so can only be sold where CE mark Is not required)
M39012 | MEDICHOICE,SOFT,SM ADULT,2TUBE,SC | Trimline | Trimline Soft | MediChoice | Screw | No | Active, NO CE (so can only be sold where CE mark Is not required)
M39014 | MEDICHOICE,SOFT,LG ADULT,2TUBE,SC | Trimline | Trimline Soft | MediChoice | Screw | No | Active, NO CE (so can only be sold where CE mark Is not required)
M39018 | MEDICHOICE,SOFT,LG ADULT LONG,2TUBE,MQ | Trimline | Trimline Soft | MediChoice | Locking (aka subminiature) | No | Active, NO CE (so can only be sold where CE mark Is not required)
M39019 | MEDICHOICE,SOFT,ADULT LONG,1TUBE,HP | Trimline | Trimline Soft | MediChoice | Bayonet (aka HP, rectus, quick connect) | No | Active, NO CE (so can only be sold where CE mark Is not required)
M39023 | MEDICHOICE,SOFT,ADULT,2TUBE,SC | Trimline | Trimline Soft | MediChoice | Screw | No | Active, NO CE (so can only be sold where CE mark Is not required)
M39048 | MEDICHOICE,SOFT,ADULT,1TUBE,HP | Trimline | Trimline Soft | MediChoice | Bayonet (aka HP, rectus, quick connect) | No | Active, NO CE (so can only be sold where CE mark Is not required)
M39053 | MEDICHOICE,SOFT,ADULT LONG,2TUBE,SC | Trimline | Trimline Soft | MediChoice | Screw | No | Active, NO CE (so can only be sold where CE mark Is not required)
M39060 | MEDICHOICE,SOFT,LG ADULT LONG,1TUBE,HP | Trimline | Trimline Soft | MediChoice | Bayonet (aka HP, rectus, quick connect) | No | Active, NO CE (so can only be sold where CE mark Is not required)
M39071 | MEDICHOICE,SOFT,LG ADULT LONG,2TUBE,SC | Trimline | Trimline Soft | MediChoice | Screw | No | Active, NO CE (so can only be sold where CE mark Is not required)
M39073 | MEDICHOICE,SOFT,ADULT,1TUBE,SC | Trimline | Trimline Soft | MediChoice | Screw | No | Active, NO CE (so can only be sold where CE mark Is not required)
M39074 | MEDICHOICE,SOFT,LG ADULT,1TUBE,SC | Trimline | Trimline Soft | MediChoice | Screw | No | Active, NO CE (so can only be sold where CE mark Is not required)
M39075 | MEDICHOICE,SOFT,LG ADULT LONG,1TUBE,SC | Trimline | Trimline Soft | MediChoice | Screw | No | Active, NO CE (so can only be sold where CE mark Is not required)
M39081 | MEDICHOICE,SOFT,ADULT LONG,2TUBE,MQ | Trimline | Trimline Soft | MediChoice | Locking (aka subminiature) | No | Active, NO CE (so can only be sold where CE mark Is not required)
M39085 | MEDICHOICE,SOFT,SM ADULT,1TUBE,HP | Trimline | Trimline Soft | MediChoice | Bayonet (aka HP, rectus, quick connect) | No | Active, NO CE (so can only be sold where CE mark Is not required)
M39091 | MEDICHOICE,SOFT,CHILD,1TUBE,SC | Trimline | Trimline Soft | MediChoice | Screw | No | Active, NO CE (so can only be sold where CE mark Is not required)
M39092 | MEDICHOICE,SOFT,SM ADULT,1TUBE,SC | Trimline | Trimline Soft | MediChoice | Screw | No | Active, NO CE (so can only be sold where CE mark Is not required)
M39093 | MEDICHOICE,SOFT,ADULT LONG,1TUBE,SC | Trimline | Trimline Soft | MediChoice | Screw | No | Active, NO CE (so can only be sold where CE mark Is not required)
M39100 | MEDICHOICE,SOFT,CHILD,1TUBE,HP | Trimline | Trimline Soft | MediChoice | Bayonet (aka HP, rectus, quick connect) | No | Active, NO CE (so can only be sold where CE mark Is not required)
M39149 | MEDICHOICE,SOFT,LG ADULT,2TUBE,MQ | Trimline | Trimline Soft | MediChoice | Locking (aka subminiature) | No | Active, NO CE (so can only be sold where CE mark Is not required)
M39213 | MEDICHOICE,SOFT,SM ADULT,2TUBE,MQ | Trimline | Trimline Soft | MediChoice | Locking (aka subminiature) | No | Active, NO CE (so can only be sold where CE mark Is not required)
M39230 | MEDICHOICE,SOFT,LG ADULT,1TUBE,HP | Trimline | Trimline Soft | MediChoice | Bayonet (aka HP, rectus, quick connect) | No | Active, NO CE (so can only be sold where CE mark Is not required)
M39249 | MEDICHOICE,SOFT,CHILD,2TUBE,MQ | Trimline | Trimline Soft | MediChoice | Locking (aka subminiature) | No | Active, NO CE (so can only be sold where CE mark Is not required)
M39268 | MEDICHOICE,SOFT,ADULT,2TUBE,MQ | Trimline | Trimline Soft | MediChoice | Locking (aka subminiature) | No | Active, NO CE (so can only be sold where CE mark Is not required)
M9097 | MEDICHOICE ADAPTER,DBL MF to DBL MSC | Accessory | Accessory | MediChoice | Locking to Screw | N/A | Active, NO CE (so can only be sold where CE mark Is not required)
M9230 | MEDICHOICE ADAPTER,SGL HP to DBL MSC | Accessory | Accessory | MediChoice | Bayonet to Screw | N/A | Active, NO CE (so can only be sold where CE mark Is not required)
M9231 | MEDICHOICE ADAPTER,SGL HP to DBL MSC | Accessory | Accessory | MediChoice | Bayonet to Screw | N/A | Active, NO CE (so can only be sold where CE mark Is not required)
M9236 | MEDICHOICE ADAPTER,DBL MQ to DBL MSC | Accessory | Accessory | MediChoice | Locking to Screw | N/A | Active, NO CE (so can only be sold where CE mark Is not required)
M9269 | MEDICHOICE ADAPTER,SGL SC to DBL MSC | Accessory | Accessory | MediChoice | Screw to Screw | N/A | Active, NO CE (so can only be sold where CE mark Is not required)
M9314 | MEDICHOICE ADAPTER,DBL SC to SGL FHP | Accessory | Accessory | MediChoice | Screw to bayonet | N/A | Active, NO CE (so can only be sold where CE mark Is not required)
M9321 | MEDICHOICE ADAPTER,DBL MQ to SGL FHP | Accessory | Accessory | MediChoice | Locking to bayonet | N/A | Active, NO CE (so can only be sold where CE mark Is not required)
M9329 | MEDICHOICE ADAPTER,SGL SC to SGL FHP | Accessory | Accessory | MediChoice | screw to bayonet | N/A | Active, NO CE (so can only be sold where CE mark Is not required)
M9333 | MEDICHOICE ADAPTER,DBL MF to SGL FHP | Accessory | Accessory | MediChoice | locking to bayonet | N/A | Active, NO CE (so can only be sold where CE mark Is not required)
M9345 | MEDICHOICE ADAPTER,SGL MQ to SGL FHP | Accessory | Accessory | MediChoice | locking to bayonet | N/A | Active, NO CE (so can only be sold where CE mark Is not required)
V39011 | NOVAPLUS CUFF,SOFT,CHILD,2TUBE,SC | Trimline | Trimline Soft | NovaPlus | Screw | No | Active, NO CE (so can only be sold where CE mark Is not required)
V39012 | NOVAPLUS CUFF,SOFT,SM ADULT,2TUBE,SC | Trimline | Trimline Soft | NovaPlus | Screw | No | Active, NO CE (so can only be sold where CE mark Is not required)
V39014 | NOVAPLUS CUFF,SOFT,LG ADULT,2TUBE,SC | Trimline | Trimline Soft | NovaPlus | Screw | No | Active, NO CE (so can only be sold where CE mark Is not required)
V39019 | NOVAPLUS CUFF,SOFT,ADULT LONG,1TUBE,HP | Trimline | Trimline Soft | NovaPlus | Bayonet (aka HP, rectus, quick connect) | No | Active, NO CE (so can only be sold where CE mark Is not required)
V39023 | NOVAPLUS CUFF,SOFT,ADULT,2TUBE,SC | Trimline | Trimline Soft | NovaPlus | Screw | No | Active, NO CE (so can only be sold where CE mark Is not required)
V39048 | NOVAPLUS CUFF,SOFT,ADULT,1TUBE,HP | Trimline | Trimline Soft | NovaPlus | Bayonet (aka HP, rectus, quick connect) | No | Active, NO CE (so can only be sold where CE mark Is not required)
V39053 | NOVAPLUS CUFF,SOFT,ADULT LONG,2TUBE,SC | Trimline | Trimline Soft | NovaPlus | Screw | No | Active, NO CE (so can only be sold where CE mark Is not required)
V39073 | NOVAPLUS CUFF,SOFT,ADULT,1TUBE,SC | Trimline | Trimline Soft | NovaPlus | Screw | No | Active, NO CE (so can only be sold where CE mark Is not required)
V39074 | NOVAPLUS CUFF,SOFT,LG ADULT,1TUBE,SC | Trimline | Trimline Soft | NovaPlus | Screw | No | Active, NO CE (so can only be sold where CE mark Is not required)
V39081 | NOVAPLUS CUFF,SOFT,ADULT LONG,2TUBE,MQ | Trimline | Trimline Soft | NovaPlus | Locking (aka subminiature) | No | Active, NO CE (so can only be sold where CE mark Is not required)
V39085 | NOVAPLUS CUFF,SOFT,SM ADULT,1TUBE,HP | Trimline | Trimline Soft | NovaPlus | Bayonet (aka HP, rectus, quick connect) | No | Active, NO CE (so can only be sold where CE mark Is not required)
V39092 | NOVAPLUS CUFF,SOFT,SM ADULT,1TUBE,SC | Trimline | Trimline Soft | NovaPlus | Screw | No | Active, NO CE (so can only be sold where CE mark Is not required)
V39093 | NOVAPLUS CUFF,SOFT,ADULT LONG,1TUBE,SC | Trimline | Trimline Soft | NovaPlus | Screw | No | Active, NO CE (so can only be sold where CE mark Is not required)
V39100 | NOVAPLUS CUFF, SOFT CHILD, 1TUBE HP | Trimline | Trimline Soft | NovaPlus | Bayonet (aka HP, rectus, quick connect) | No | Active, NO CE (so can only be sold where CE mark Is not required)
V39149 | NOVAPLUS CUFF,SOFT,LG ADULT,2TUBE,MQ | Trimline | Trimline Soft | NovaPlus | Locking (aka subminiature) | No | Active, NO CE (so can only be sold where CE mark Is not required)
V39230 | NOVAPLUS CUFF,SOFT,LG ADULT,1TUBE,HP | Trimline | Trimline Soft | NovaPlus | Bayonet (aka HP, rectus, quick connect) | No | Active, NO CE (so can only be sold where CE mark Is not required)
V39268 | NOVAPLUS CUFF,SOFT,ADULT,2TUBE,MQ | Trimline | Trimline Soft | NovaPlus | Locking (aka subminiature) | No | Active, NO CE (so can only be sold where CE mark Is not required)
V99868 | NOVAPLUS CUFF,VINYL,SM ADULT,1TUBE,HP | Trimline | Trimline VINYL | NovaPlus | Bayonet (aka HP, rectus, quick connect) | No | Active, NO CE (so can only be sold where CE mark Is not required)
V99869 | NOVAPLUS CUFF,VINYL,ADULT,1TUBE,HP | Trimline | Trimline VINYL | NovaPlus | Bayonet (aka HP, rectus, quick connect) | No | Active, NO CE (so can only be sold where CE mark Is not required)
V99870 | NOVAPLUS CUFF,VINYL,ADULT LONG,1TUBE,HP | Trimline | Trimline VINYL | NovaPlus | Bayonet (aka HP, rectus, quick connect) | No | Active, NO CE (so can only be sold where CE mark Is not required)
V99871 | NOVAPLUS CUFF,VINYL,LG ADULT,1TUBE,HP | Trimline | Trimline VINYL | NovaPlus | Bayonet (aka HP, rectus, quick connect) | No | Active, NO CE (so can only be sold where CE mark Is not required)
VSOFT-09 | NOVAPLUS RAW CUFF SOFT CHILD | FlexiPort | FlexiPort SOFT | NovaPlus | N/A | No | Active, NO CE (so can only be sold where CE mark Is not required)
VSOFT-10 | NOVAPLUS RAW CUFF SOFT SMALL ADULT | FlexiPort | FlexiPort SOFT | NovaPlus | N/A | No | Active, NO CE (so can only be sold where CE mark Is not required)
VSOFT-11 | NOVAPLUS RAW CUFF SOFT ADULT | FlexiPort | FlexiPort SOFT | NovaPlus | N/A | No | Active, NO CE (so can only be sold where CE mark Is not required)
VSOFT-11L | NOVAPLUS RAW CUFF SOFT ADULT LONG | FlexiPort | FlexiPort SOFT | NovaPlus | N/A | No | Active, NO CE (so can only be sold where CE mark Is not required)
VSOFT-12 | NOVAPLUS RAW CUFF SOFT LG ADULT | FlexiPort | FlexiPort SOFT | NovaPlus | N/A | No | Active, NO CE (so can only be sold where CE mark Is not required)
VSOFT-12L | NOVAPLUS RAW CUFF SOFT LG ADULT LONG | FlexiPort | FlexiPort SOFT | NovaPlus | N/A | No | Active, NO CE (so can only be sold where CE mark Is not required)
OEM-09 | CUFF, OEM, REUSABLE, CHILD | FlexiPort | FlexiPort REUSE | OEM - non-branded | N/A | Yes | Active, CE
OEM-10 | CUFF, OEM, REUSABLE, SMALL ADULT | FlexiPort | FlexiPort REUSE | OEM - non-branded | N/A | Yes | Active, CE
OEM-11 | CUFF, OEM, REUSABLE, ADULT | FlexiPort | FlexiPort REUSE | OEM - non-branded | N/A | Yes | Active, CE
OEM-12 | CUFF, OEM, REUSABLE, LARGE ADULT | FlexiPort | FlexiPort REUSE | OEM - non-branded | N/A | Yes | Active, CE
R39012 | DISP BP CUFF, SMALL ADULT, 2TUBE, SC | Trimline | Trimline SOFT | ROI | Screw | No | Active, NO CE (so can only be sold where CE mark Is not required)
R39019 | DISP BP CUFF, ADULT LONG, 1TUBE, HP | Trimline | Trimline SOFT | ROI | Bayonet (aka HP, rectus, quick connect) | No | Active, NO CE (so can only be sold where CE mark Is not required)
R39023 | DISP BP CUFF, ADULT, 2TUBE, SC | Trimline | Trimline SOFT | ROI | Screw | No | Active, NO CE (so can only be sold where CE mark Is not required)
R39048 | DISP BP CUFF, ADULT, 1TUBE, HP | Trimline | Trimline SOFT | ROI | Bayonet (aka HP, rectus, quick connect) | No | Active, NO CE (so can only be sold where CE mark Is not required)
R39053 | DISP BP CUFF, ADULT LONG, 2TUBE, SC | Trimline | Trimline SOFT | ROI | Screw | No | Active, NO CE (so can only be sold where CE mark Is not required)
R39085 | DISP BP CUFF, SMALL ADULT, 1TUBE, HP | Trimline | Trimline SOFT | ROI | Bayonet (aka HP, rectus, quick connect) | No | Active, NO CE (so can only be sold where CE mark Is not required)
R39230 | DISP BP CUFF, LARGE ADULT, 1TUBE, HP | Trimline | Trimline SOFT | ROI | Bayonet (aka HP, rectus, quick connect) | No | Active, NO CE (so can only be sold where CE mark Is not required)
1005 | COILED TUBING,EXTENDABLE,5 FOOT | Accessory | Accessory | Welch Allyn | Male Slip Luer (changing to Tri-Purpose) | N/A | Active, CE not needed since its an Accessory
1008 | COILED TUBING,EXTENDABLE,8 FOOT | Accessory | Accessory | Welch Allyn | Male Slip Luer (changing to Tri-Purpose) | N/A | Active, CE not needed since its an Accessory
1319 | Connector, 5/32" Hose Barb to FEMALE Bayonet, 10/PK | Accessory | Accessory | Welch Allyn | Bayonet (aka HP, rectus, quick connect) | N/A | Active, CE not needed since its an Accessory
1324 | ADAPTER,DBL to DBL TUBING ONLY | Accessory | Accessory | Welch Allyn | N/A | N/A | Active, CE not needed since its an Accessory
1360 | Connector, 5/32" Hose Barb to FEMALE Threaded, 10/PK | Accessory | Accessory | Welch Allyn | Screw | N/A | Active, CE not needed since its an Accessory
1361 | Connector, 5/32" Hose Barb to MALE Bayonet, 10/PK | Accessory | Accessory | Welch Allyn | Bayonet (aka HP, rectus, quick connect) | N/A | Active, CE not needed since its an Accessory
1363 | RUGGED PLASTIC ADAPTOR TETHER LOOP | Accessory | Accessory | Welch Allyn | N/A | N/A | Active, CE not needed since its an Accessory
1369 | Connector, 5/32" Hose Barb to MALE Subminiature, 10/PK | Accessory | Accessory | Welch Allyn | Locking (aka subminiature) | N/A | Active, CE not needed since its an Accessory
1370 | Connector, 5/32" Hose Barb to FEMALE Subminiature, 10/PK | Accessory | Accessory | Welch Allyn | Locking (aka subminiature) | N/A | Active, CE not needed since its an Accessory
1371 | Connector, 5/32" Hose Barb to MALE Slip Luer, 10/PK | Accessory | Accessory | Welch Allyn | Male Slip Luer | N/A | Active, CE not needed since its an Accessory
1372 | Connector, 5/32" Hose Barb to MALE 5/32" Hose Barb, 10/PK | Accessory | Accessory | Welch Allyn | Barb | N/A | Active, CE not needed since its an Accessory
1373 | Connector, 5/32" Hose Barb to FEMALE Neonatal Slip Luer, 10/PK | Accessory | Accessory | Welch Allyn | Female Luer Slip | N/A | Active, CE not needed since its an Accessory
1374 | Cable Tie, Black, 10/PK | Accessory | Accessory | Welch Allyn | N/A | N/A | Active, CE not needed since its an Accessory
1375 | ADAPTER,TETHER LOOP ONLY | Accessory | Accessory | Welch Allyn | N/A | N/A | Active, CE not needed since its an Accessory
1376 | Connector, 5/32" Hose Barb to MALE Threaded, 10/PK | Accessory | Accessory | Welch Allyn | Screw | N/A | Active, CE not needed since its an Accessory
1377 | Connector, 5/32" Hose Barb to MALE 1/8" Hose Barb, 10/PK | Accessory | Accessory | Welch Allyn | Barb | N/A | Active, CE not needed since its an Accessory
1378 | Connector, 5/32" Hose Barb to MALE Slip Luer, Metal, 10/PK | Accessory | Accessory | Welch Allyn | male luer slip | N/A | Active, CE not needed since its an Accessory
1379 | Connector, 3/32" Hose Barb to MALE Neonatal Slip Luer, 10/PK | Accessory | Accessory | Welch Allyn | male luer slip | N/A | Active, CE not needed since its an Accessory
1380 | Connector, 1/8" Hose Barb to MALE Slip Luer, 10/PK | Accessory | Accessory | Welch Allyn | male luer slip | N/A | Active, CE not needed since its an Accessory
1389 | ADAPTER,SGL to DBL TUBING ONLY | Accessory | Accessory | Welch Allyn | N/A | N/A | Active, CE not needed since its an Accessory
1390 | Trimline Tubing Clamp, 10/PK | Accessory | Accessory | Welch Allyn | N/A | N/A | Active, CE not needed since its an Accessory
1391 | Connector, 5/32" Hose Barb to FEMALE Slip Luer, 10/PK | Accessory | Accessory | Welch Allyn | Female Luer Slip | N/A | Active, CE not needed since its an Accessory
1431 | Trimline Air Bleed Valve for Manual Sphygmomanometers, 1/EA | Accessory | Accessory | Welch Allyn | N/A | N/A | Active, CE not needed since its an Accessory
1531 | Trimline Bulb, Standard, 1/EA | Accessory | Accessory | Welch Allyn | N/A | N/A | Active, CE not needed since its an Accessory
1541 | Trimline Bulb, Extra Large, 1/EA | Accessory | Accessory | Welch Allyn | N/A | N/A | Active, CE not needed since its an Accessory
1581 | Trimline Bulb and Valve, Economy, 1/EA | Accessory | Accessory | Welch Allyn | N/A | N/A | Active, CE not needed since its an Accessory
1600 | CUFF TL REUSE,1 PC,THIGH,2TUBE,BVFL | Trimline | Trimline One-Piece Reuse | Welch Allyn | Female Luer and BV (changing to TP) | Yes | Active, CE (Bom was modified to Tri-Purpose connector instead of female luer)
1602 | CUFF TL REUSE,1 PC,LG ADULT,2TUBE,BVFL | Trimline | Trimline One-Piece Reuse | Welch Allyn | Female Luer and BV (changing to TP) | Yes | Active, CE (Bom was modified to Tri-Purpose connector instead of female luer)
1603 | CUFF TL REUSE,1 PC,ADULT,2TUBE,BVFL | Trimline | Trimline One-Piece Reuse | Welch Allyn | Female Luer and BV (changing to TP) | Yes | Active, CE (Bom was modified to Tri-Purpose connector instead of female luer)
1604 | CUFF TL REUSE,1 PC,SM ADULT,2TUBE,BVFL | Trimline | Trimline One-Piece Reuse | Welch Allyn | Female Luer and BV (changing to TP) | Yes | Active, CE (Bom was modified to Tri-Purpose connector instead of female luer)
1605 | CUFF TL REUSE,1 PC,CHILD,2TUBE,BVFL | Trimline | Trimline One-Piece Reuse | Welch Allyn | Female Luer and BV (changing to TP) | Yes | Active, CE (Bom was modified to Tri-Purpose connector instead of female luer)
1606 | CUFF TL REUSE,1 PC,INFANT,2TUBE,BVFL | Trimline | Trimline One-Piece Reuse | Welch Allyn | Female Luer and BV (changing to TP) | Yes | Active, CE (Bom was modified to Tri-Purpose connector instead of female luer)
1631 | Trimline Bulb (Standard) and Valve, 1/EA | Accessory | Accessory | Welch Allyn | N/A | N/A | Active, CE not needed since its an Accessory
1641 | Trimline Bulb (Extra Large) and Valve, 1/EA | Accessory | Accessory | Welch Allyn | N/A | N/A | Active, CE not needed since its an Accessory
1650 | CUFF TL REUSE,2 PC,THIGH,2TUBE,BVFL | Trimline | Trimline Two-Piece Reuse | Welch Allyn | Female Luer and BV (changing to TP) | No | Active, NO CE (so can only be sold where CE mark Is not required) | 1600 (TL REUSE,1 PC,THIGH,2TUBE,TRI-PURPOSE) or REUSE-13-2BV (CUFF, REUS, THIGH, 2-TUBE, BV)
1652 | CUFF TL REUSE,2 PC,LG ADULT,2TUBE,BVFL | Trimline | Trimline Two-Piece Reuse | Welch Allyn | Female Luer and BV (changing to TP) | No | Active, NO CE (so can only be sold where CE mark Is not required) | 1602 (TL REUSE,1 PC,LG AD,2TUBE,TRI-PURPOSE) or REUSE-12-2BV (CUFF, REUS, LG AD, 2-TUBE, BV)
1653 | CUFF TL REUSE,2 PC,ADULT,2TUBE,BVFL | Trimline | Trimline Two-Piece Reuse | Welch Allyn | Female Luer and BV (changing to TP) | No | Active, NO CE (so can only be sold where CE mark Is not required) | 1603 (TL REUSE,1 PC,ADULT ,2TUBE,TRI-PURPOSE) or REUSE-11-2BV (CUFF, REUS, ADULT, 2-TUBE, BV)
1654 | CUFF TL REUSE,2 PC,SM ADULT,2TUBE,BVFL | Trimline | Trimline Two-Piece Reuse | Welch Allyn | Female Luer and BV (changing to TP) | No | Active, NO CE (so can only be sold where CE mark Is not required) | 1604 (TL REUSE,1 PC,SM AD,2TUBE,TRI-PURPOSE) or REUSE-10-2BV (CUFF, REUS, SM AD, 2-TUBE, BV)
1655 | CUFF TL REUSE,2 PC,CHILD,2TUBE,BVFL | Trimline | Trimline Two-Piece Reuse | Welch Allyn | Female Luer and BV (changing to TP) | No | Active, NO CE (so can only be sold where CE mark Is not required) | 1605 (TL REUSE,1 PC,CHILD,2TUBE,TRI-PURPOSE) or REUSE-09-2BV (CUFF, REUS, CHILD, 2-TUBE, BV)
1656 | CUFF TL REUSE,2 PC,INFANT,2TUBE,BVFL | Trimline | Trimline Two-Piece Reuse | Welch Allyn | Female Luer and BV (changing to TP) | No | Active, NO CE (so can only be sold where CE mark Is not required) | 1606 (TL REUSE,1 PC,INFANT,2TUBE,TRI-PURPOSE) or REUSE-07-2BV (CUFF, REUS, INFANT, 2-TUBE, BV)
1670 | CUFF TL REUSE,1 PC,THIGH,2TUBE,BVBT | Trimline | Trimline One-Piece Reuse | Welch Allyn | Bulb/Valve and Bare Tube | Yes | Active, CE
1672 | CUFF TL REUSE,1 PC,LG ADULT,2TUBE,BVBT | Trimline | Trimline One-Piece Reuse | Welch Allyn | Bulb/Valve and Bare Tube | Yes | Active, CE
1673 | CUFF TL REUSE,1 PC,ADULT,2TUBE,BVBT | Trimline | Trimline One-Piece Reuse | Welch Allyn | Bulb/Valve and Bare Tube | Yes | Active, CE
1674 | CUFF TL REUSE,1 PC,SM ADULT,2TUBE,BVBT | Trimline | Trimline One-Piece Reuse | Welch Allyn | Bulb/Valve and Bare Tube | Yes | Active, CE
1675 | CUFF TL REUSE,1 PC,CHILD,2TUBE,BVBT | Trimline | Trimline One-Piece Reuse | Welch Allyn | Bulb/Valve and Bare Tube | Yes | Active, CE
1831 | CUFF TL REUSE,NO BLADDER,THIGH | Trimline | Trimline Two-Piece Reuse | Welch Allyn | N/A | No | Active, NO CE (so can only be sold where CE mark Is not required) | No Replacement
1832 | CUFF TL REUSE,NO BLADDER,LG ADULT | Trimline | Trimline Two-Piece Reuse | Welch Allyn | N/A | No | Active, NO CE (so can only be sold where CE mark Is not required) | No Replacement
1833 | CUFF TL REUSE,NO BLADDER,ADULT | Trimline | Trimline Two-Piece Reuse | Welch Allyn | N/A | No | Active, NO CE (so can only be sold where CE mark Is not required) | No Replacement
1834 | CUFF TL REUSE,NO BLADDER,SM ADULT | Trimline | Trimline Two-Piece Reuse | Welch Allyn | N/A | No | Active, NO CE (so can only be sold where CE mark Is not required) | No Replacement
1835 | CUFF TL REUSE,NO BLADDER,CHILD | Trimline | Trimline Two-Piece Reuse | Welch Allyn | N/A | No | Active, NO CE (so can only be sold where CE mark Is not required) | No Replacement
1836 | CUFF TL REUSE,NO BLADDER,INFANT | Trimline | Trimline Two-Piece Reuse | Welch Allyn | N/A | No | Active, NO CE (so can only be sold where CE mark Is not required) | No Replacement
1900 | CUFF TL REUSE,1 PC,THIGH,2TUBE,FLBT | Trimline | Trimline One-Piece Reuse | Welch Allyn | Female Luer | DISCONTINUED | DISCONTINUED | No Replacement
1902 | CUFF TL REUSE,1 PC,LG ADULT,2TUBE,FLBT | Trimline | Trimline One-Piece Reuse | Welch Allyn | Female Luer | DISCONTINUED | DISCONTINUED | No Replacement
1903 | CUFF TL REUSE,1 PC,ADULT,2TUBE,FLBT | Trimline | Trimline One-Piece Reuse | Welch Allyn | Female Luer | DISCONTINUED | DISCONTINUED | No Replacement
1904 | CUFF TL REUSE,1 PC,SM ADULT,2TUBE,FLBT | Trimline | Trimline One-Piece Reuse | Welch Allyn | Female Luer | DISCONTINUED | DISCONTINUED | No Replacement
1905 | CUFF TL REUSE,1 PC,CHILD,2TUBE,FLBT | Trimline | Trimline One-Piece Reuse | Welch Allyn | Female Luer | DISCONTINUED | DISCONTINUED | No Replacement
1906 | CUFF TL REUSE,1 PC,INFANT,2TUBE,FLBT | Trimline | Trimline One-Piece Reuse | Welch Allyn | Female Luer | DISCONTINUED | DISCONTINUED | No Replacement
1950 | CUFF TL REUSE,2 PC,THIGH,2TUBE,FLBT | Trimline | Trimline Two-Piece Reuse | Welch Allyn | Female Luer | No | Active, NO CE (so can only be sold where CE mark Is not required) | No Replacement
1952 | CUFF TL REUSE,2 PC,LG ADULT,2TUBE,FLBT | Trimline | Trimline Two-Piece Reuse | Welch Allyn | Female Luer | No | Active, NO CE (so can only be sold where CE mark Is not required) | No Replacement
1953 | CUFF TL REUSE,2 PC,ADULT,2TUBE,FLBT | Trimline | Trimline Two-Piece Reuse | Welch Allyn | Female Luer | No | Active, NO CE (so can only be sold where CE mark Is not required) | No Replacement
1954 | CUFF TL REUSE,2 PC,SM ADULT,2TUBE,FLBT | Trimline | Trimline Two-Piece Reuse | Welch Allyn | Female Luer | No | Active, NO CE (so can only be sold where CE mark Is not required) | No Replacement
1955 | CUFF TL REUSE,2 PC,CHILD,2TUBE,FLBT | Trimline | Trimline Two-Piece Reuse | Welch Allyn | Female Luer | No | Active, NO CE (so can only be sold where CE mark Is not required) | No Replacement
1956 | CUFF TL REUSE,2 PC,INFANT,2TUBE,FLBT | Trimline | Trimline Two-Piece Reuse | Welch Allyn | Female Luer | No | Active, NO CE (so can only be sold where CE mark Is not required) | No Replacement
1970 | CUFF TL REUSE,1 PC,THIGH,2TB,BT | Trimline | Trimline One-Piece Reuse | Welch Allyn | Bare Tube | Yes | Active, CE
1972 | CUFF TL REUSE,1 PC,LG ADULT,2TB,BT | Trimline | Trimline One-Piece Reuse | Welch Allyn | Bare Tube | Yes | Active, CE
1973 | CUFF TL REUSE,1 PC, ADULT,2TB,BT | Trimline | Trimline One-Piece Reuse | Welch Allyn | Bare Tube | Yes | Active, CE
1974 | CUFF TL REUSE,1 PC,SM ADULT,2TB,BT | Trimline | Trimline One-Piece Reuse | Welch Allyn | Bare Tube | Yes | Active, CE
1975 | CUFF TL REUSE,1 PC,CHILD,2TB,BT | Trimline | Trimline One-Piece Reuse | Welch Allyn | Bare Tube | Yes | Active, CE
2100 | Pocket Aneroid, Bainbridge, 1/EA | Accessory | Accessory | Welch Allyn | N/A | N/A | Active, CE not needed since its an Accessory
2101 | BAINBRIDGE SPHYG W/THIGH CUFF | Trimline | Trimline Two-Piece Reuse | Welch Allyn | N/A | No | Active, NO CE (so can only be sold where CE mark Is not required) | DS44 (DURASHOCK DS44 GAUGE ONLY) & REUSE-13 (WA, REAUSABLE, THIGH)
2102 | BAINBRIDGE SPHYG W/LG ADULT CUFF | Trimline | Trimline Two-Piece Reuse | Welch Allyn | N/A | No | Active, NO CE (so can only be sold where CE mark Is not required) | DS44-12 (DURASHOCK, LARGE ADULT CUFF)
2103 | BAINBRIDGE SPHYG W/ADULT CUFF | Trimline | Trimline Two-Piece Reuse | Welch Allyn | N/A | No | Active, NO CE (so can only be sold where CE mark Is not required) | DS44-11 (DURASHOCK, ADULT CUFF)
2104 | BAINBRIDGE SPHYG W/SM ADULT CUFF | Trimline | Trimline Two-Piece Reuse | Welch Allyn | N/A | No | Active, NO CE (so can only be sold where CE mark Is not required) | DS44-10 (DURASHOCK, SMALL ADULT CUFF)
2105 | BAINBRIDGE SPHYG W/CHILD CUFF | Trimline | Trimline Two-Piece Reuse | Welch Allyn | N/A | No | Active, NO CE (so can only be sold where CE mark Is not required) | DS44-09 (DURASHOCK, CHILD CUFF)
2106 | BAINBRIDGE SPHYG W/INFANT CUFF | Trimline | Trimline Two-Piece Reuse | Welch Allyn | N/A | No | Active, NO CE (so can only be sold where CE mark Is not required) | DS44 (DURASHOCK DS44 GAUGE ONLY) & REUSE-07 (WA, REAUSABLE, INFANT)
2700 | BLADDER ONLY,TL BALANCED,THIGH,2TUBE | Trimline | Trimline Two-Piece Reuse | Welch Allyn | Female Luer Slip | No | Active, NO CE (so can only be sold where CE mark Is not required) | Change BOM to Tri-Purpose
2702 | BLADDER ONLY,TL BALANCED,LG ADULT,2TUBE | Trimline | Trimline Two-Piece Reuse | Welch Allyn | Female Luer Slip | No | Active, NO CE (so can only be sold where CE mark Is not required) | Change BOM to Tri-Purpose
2703 | BLADDER ONLY,TL BALANCED,ADULT,2TUBE | Trimline | Trimline Two-Piece Reuse | Welch Allyn | Female Luer Slip | No | Active, NO CE (so can only be sold where CE mark Is not required) | Change BOM to Tri-Purpose
2704 | BLADDER ONLY,TL BALANCED,SM ADULT,2TUBE | Trimline | Trimline Two-Piece Reuse | Welch Allyn | Female Luer Slip | No | Active, NO CE (so can only be sold where CE mark Is not required) | Change BOM to Tri-Purpose
2705 | BLADDER ONLY,TL BALANCED,CHILD,2TUBE | Trimline | Trimline Two-Piece Reuse | Welch Allyn | Female Luer Slip | No | Active, NO CE (so can only be sold where CE mark Is not required) | Change BOM to Tri-Purpose
2850 | Male Slip Luer Coupler, 10/PK | Accessory | Accessory | Welch Allyn | Male Slip Luer | N/A | Active, CE not needed since its an Accessory
2851 | Plug, Luer Lock, Male, 10/PK | Accessory | Accessory | Welch Allyn | Luer Lock | N/A | Active, CE not needed since its an Accessory
2863 | Connector, 3/32" Hose Barb to MALE Neonatal Micro Luer, 10/PK | Accessory | Accessory | Welch Allyn | micro male luer slip | N/A | Active, CE not needed since its an Accessory
3300 | CUFF TL REUSE,1 PC,THIGH,2TUBE,BVFL | Trimline | Trimline One-Piece Reuse | Welch Allyn | Female Luer and BV (changing to TP) | Yes | Active, CE (Bom was modified to Tri-Purpose connector instead of female luer)
3302 | CUFF TL REUSE,1 PC,LG ADULT,2TUBE,BVFL | Trimline | Trimline One-Piece Reuse | Welch Allyn | Female Luer and BV (changing to TP) | Yes | Active, CE (Bom was modified to Tri-Purpose connector instead of female luer)
3303 | CUFF TL REUSE,1 PC,ADULT,2TUBE,BVFL | Trimline | Trimline One-Piece Reuse | Welch Allyn | Female Luer and BV (changing to TP) | Yes | Active, CE (Bom was modified to Tri-Purpose connector instead of female luer)
3304 | CUFF TL REUSE,1 PC,SM ADULT,2TUBE,BVFL | Trimline | Trimline One-Piece Reuse | Welch Allyn | Female Luer and BV (changing to TP) | Yes | Active, CE (Bom was modified to Tri-Purpose connector instead of female luer)
3305 | CUFF TL REUSE,1 PC,CHILD,2TUBE,BVFL | Trimline | Trimline One-Piece Reuse | Welch Allyn | Female Luer and BV (changing to TP) | Yes | Active, CE (Bom was modified to Tri-Purpose connector instead of female luer)
3306 | CUFF TL REUSE,1 PC,INFANT,2TUBE,BVFL | Trimline | Trimline One-Piece Reuse | Welch Allyn | Female Luer and BV (changing to TP) | Yes | Active, CE (Bom was modified to Tri-Purpose connector instead of female luer)
3365 | CUFF TL REUSE,HEALTHCARE SET,BVFL | Trimline | Trimline One-Piece Reuse | Welch Allyn | Female Luer and BV (changing to TP) | Yes | Active, CE (Bom was modified to Tri-Purpose connector instead of female luer)
3367 | CUFF TL REUSE,PEDIATRIC SET,BVFL | Trimline | Trimline One-Piece Reuse | Welch Allyn | Female Luer and BV (changing to TP) | Yes | Active, CE (Bom was modified to Tri-Purpose connector instead of female luer)
3369 | CUFF TL REUSE,PHYSICIAN SET,BVFL | Trimline | Trimline One-Piece Reuse | Welch Allyn | Female Luer and BV (changing to TP) | Yes | Active, CE (Bom was modified to Tri-Purpose connector instead of female luer)
3400 | CUFF TL REUSE,2 PC,THIGH,2TUBE,BVFL | Trimline | Trimline Two-Piece Reuse | Welch Allyn | Female Luer and BV (changing to TP) | No | Active, NO CE (so can only be sold where CE mark Is not required) | 3300 (TL REUSE,1 PC,THIGH,2TUBE,TRI-PURPOSE) or REUSE-13-2BV (CUFF, REUS, THIGH, 2-TUBE, BV)
3402 | CUFF TL REUSE,2 PC,LG ADULT,2TUBE,BVFL | Trimline | Trimline Two-Piece Reuse | Welch Allyn | Female Luer and BV (changing to TP) | No | Active, NO CE (so can only be sold where CE mark Is not required) | 3302 (TL REUSE,1 PC,LG AD,2TUBE,TRI-PURPOSE) or REUSE-12-2BV (CUFF, REUS, LG AD, 2-TUBE, BV)
3403 | CUFF TL REUSE,2 PC,ADULT,2TUBE,BVFL | Trimline | Trimline Two-Piece Reuse | Welch Allyn | Female Luer and BV (changing to TP) | No | Active, NO CE (so can only be sold where CE mark Is not required) | 3303 (TL REUSE,1 PC,ADULT ,2TUBE,TRI-PURPOSE) or REUSE-11-2BV (CUFF, REUS, ADULT, 2-TUBE, BV)
3404 | CUFF TL REUSE,2 PC,SM ADULT,2TUBE,BVFL | Trimline | Trimline Two-Piece Reuse | Welch Allyn | Female Luer and BV (changing to TP) | No | Active, NO CE (so can only be sold where CE mark Is not required) | 3304 (TL REUSE,1 PC,SM AD,2TUBE,TRI-PURPOSE) or REUSE-10-2BV (CUFF, REUS, SM AD, 2-TUBE, BV)
3405 | CUFF TL REUSE,2 PC,CHILD,2TUBE,BVFL | Trimline | Trimline Two-Piece Reuse | Welch Allyn | Female Luer and BV (changing to TP) | No | Active, NO CE (so can only be sold where CE mark Is not required) | 3305 (TL REUSE,1 PC,CHILD,2TUBE,TRI-PURPOSE) or REUSE-09-2BV (CUFF, REUS, CHILD, 2-TUBE, BV)
3406 | CUFF TL REUSE,2 PC,INFANT,2TUBE,BVFL | Trimline | Trimline Two-Piece Reuse | Welch Allyn | Female Luer and BV (changing to TP) | No | Active, NO CE (so can only be sold where CE mark Is not required) | 3306 (TL REUSE,1 PC,INFANT,2TUBE,TRI-PURPOSE) or REUSE-07-2BV (CUFF, REUS, INFANT, 2-TUBE, BV)
3600 | CUFF TL REUSE,1 PC,THIGH,2TUBE,FLBT | Trimline | Trimline One-Piece Reuse | Welch Allyn | Female Luer | DISCONTINUED | DISCONTINUED | No Replacement
3602 | CUFF TL REUSE,1 PC,LG ADULT,2TUBE,FLBT | Trimline | Trimline One-Piece Reuse | Welch Allyn | Female Luer | DISCONTINUED | DISCONTINUED | No Replacement
3603 | CUFF TL REUSE,1 PC,ADULT,2TUBE,FLBT | Trimline | Trimline One-Piece Reuse | Welch Allyn | Female Luer | DISCONTINUED | DISCONTINUED | No Replacement
3604 | CUFF TL REUSE,1 PC,SM ADULT,2TUBE,FLBT | Trimline | Trimline One-Piece Reuse | Welch Allyn | Female Luer | DISCONTINUED | DISCONTINUED | No Replacement
3605 | CUFF TL REUSE,1 PC,CHILD,2TUBE,FLBT | Trimline | Trimline One-Piece Reuse | Welch Allyn | Female Luer | DISCONTINUED | DISCONTINUED | No Replacement
3606 | CUFF TL REUSE,1 PC,INFANT,2TUBE,FLBT | Trimline | Trimline One-Piece Reuse | Welch Allyn | Female Luer | DISCONTINUED | DISCONTINUED | No Replacement
9001 | ADAPTER,DBL SC to SGL 1/8in BARB | Accessory | Accessory | Welch Allyn | screw to barb | N/A | Active, CE not needed since its an Accessory
9002 | ADAPTER,DBL SC to DBL 1/8in BARB | Accessory | Accessory | Welch Allyn | screw to | N/A | Active, CE not needed since its an Accessory
9003 | ADAPTER,DBL SC to SGL ML | Accessory | Accessory | Welch Allyn | screw to male luer | N/A | Active, CE not needed since its an Accessory
9011 | ADAPTER,DBL MF to SGL 1/8in BARB | Accessory | Accessory | Welch Allyn | Mated Locking to Barb | N/A | Active, CE not needed since its an Accessory
9012 | ADAPTER,DBL MF to DBL 1/8in BARB | Accessory | Accessory | Welch Allyn | Mated Locking to Barb | N/A | Active, CE not needed since its an Accessory
9013 | ADAPTER,DBL MF to SGL ML | Accessory | Accessory | Welch Allyn | Mated Locking to Male Luer | N/A | Active, CE not needed since its an Accessory
9021 | ADAPTER,DBL MQ to SGL 1/8in BARB | Accessory | Accessory | Welch Allyn | locking to barb | N/A | Active, CE not needed since its an Accessory
9022 | ADAPTER,DBL MQ to DBL 1/8in BARB | Accessory | Accessory | Welch Allyn | locking to barb | N/A | Active, CE not needed since its an Accessory
9023 | ADAPTER,DBL MQ to SGL ML | Accessory | Accessory | Welch Allyn | locking to male luer | N/A | Active, CE not needed since its an Accessory
9041 | ADAPTER,SGL MQ to SGL 1/8in BARB | Accessory | Accessory | Welch Allyn | locking to barb | N/A | Active, CE not needed since its an Accessory
9042 | ADAPTER,SGL MQ to DBL 1/8in BARB | Accessory | Accessory | Welch Allyn | locking to barb | N/A | Active, CE not needed since its an Accessory
9043 | ADAPTER,SGL MQ to SGL ML | Accessory | Accessory | Welch Allyn | locking to male luer | N/A | Active, CE not needed since its an Accessory
9051 | ADAPTER,SGL HP to SGL 1/8in BARB | Accessory | Accessory | Welch Allyn | bayonet to barb | N/A | Active, CE not needed since its an Accessory
9052 | ADAPTER,SGL HP to DBL 1/8in BARB | Accessory | Accessory | Welch Allyn | bayonet to barb | N/A | Active, CE not needed since its an Accessory
9053 | ADAPTER,SGL HP to SGL ML | Accessory | Accessory | Welch Allyn | bayonet to male luer | N/A | Active, CE not needed since its an Accessory
9072 | ADAPTER,SGL SC to DBL 1/8in BARB | Accessory | Accessory | Welch Allyn | screw to barb | N/A | Active, CE not needed since its an Accessory
9073 | ADAPTER,SGL SC to SGL ML | Accessory | Accessory | Welch Allyn | screw to male luer | N/A | Active, CE not needed since its an Accessory
9074 | ADAPTER,SGL SC to DBL ML | Accessory | Accessory | Welch Allyn | screw to male luer | N/A | Active, CE not needed since its an Accessory
9097 | ADAPTER,DBL MF to DBL MSC | Accessory | Accessory | Welch Allyn | locking to screw | N/A | Active, CE not needed since its an Accessory
9101 | ADAPTER,SGL 5/32in BARB to DBL ML | Accessory | Accessory | Welch Allyn | male luer to barb | N/A | Active, CE not needed since its an Accessory
9114 | ADAPTER,SGL LL to DBL ML and 5/32in BARB | Accessory | Accessory | Welch Allyn | luer lock to male luer | N/A | Active, CE not needed since its an Accessory
9143 | ADAPTER,SGL NK to SGL ML | Accessory | Accessory | Welch Allyn | Locking to Male Luer | N/A | Active, CE not needed since its an Accessory
9162 | ADAPTER,DBL 1/8in BARB to DBL 1/8in BARB | Accessory | Accessory | Welch Allyn | barb to barb | N/A | Active, CE not needed since its an Accessory
9205 | ADAPTER,DBL 1/8in BARB to DBL ML | Accessory | Accessory | Welch Allyn | barb to male luer | N/A | Active, CE not needed since its an Accessory
9206 | ADAPTER,DBL SC to DBL ML | Accessory | Accessory | Welch Allyn | screw to male luer | N/A | Active, CE not needed since its an Accessory
9207 | ADAPTER,DBL MQ to DBL ML | Accessory | Accessory | Welch Allyn | locking to male luer | N/A | Active, CE not needed since its an Accessory
9208 | ADAPTER,SGL LL to DBL ML | Accessory | Accessory | Welch Allyn | luer lock to male luer | N/A | Active, CE not needed since its an Accessory
9209 | ADAPTER, SGL ML to DBL FL | Accessory | Accessory | Welch Allyn | male luer to female luer | N/A | Active, CE not needed since its an Accessory
9215 | ADAPTER,SGL MLL to DBL ML | Accessory | Accessory | Welch Allyn | micro male luer to male luer | N/A | Active, CE not needed since its an Accessory
9216 | ADAPTER,DBL ML to DBL ML | Accessory | Accessory | Welch Allyn | male luer to male luer | N/A | Active, CE not needed since its an Accessory
9218 | ADAPTER,DBL MSC to DBL ML | Accessory | Accessory | Welch Allyn | screw to male luer | N/A | Active, CE not needed since its an Accessory
9220 | ADAPTER,SGL ML to DBL ML | Accessory | Accessory | Welch Allyn | male luer to male luer | N/A | Active, CE not needed since its an Accessory
9222 | ADAPTER,SGL MQ to SGL FHP METAL | Accessory | Accessory | Welch Allyn | locking to bayonet | N/A | Active, CE not needed since its an Accessory
9223 | ADAPTER,DBL MQ to SGL FHP METAL | Accessory | Accessory | Welch Allyn | locking to bayonet | N/A | Active, CE not needed since its an Accessory
9224 | ADAPTER,SGL MQ to DBL ML | Accessory | Accessory | Welch Allyn | locking to male luer | N/A | Active, CE not needed since its an Accessory
9226 | ADAPTER,SGL LL to DBL FL | Accessory | Accessory | Welch Allyn | luer lock to female luer | N/A | Active, CE not needed since its an Accessory
9228 | ADAPTER,DBL FL and BV to DBL ML | Accessory | Accessory | Welch Allyn | female luer to male luer | N/A | Active, CE not needed since its an Accessory
9229 | ADAPTER,DBL SC to DBL FL | Accessory | Accessory | Welch Allyn | screw to female luer | N/A | Active, CE not needed since its an Accessory
9230 | ADAPTER,SGL HP to DBL MSC | Accessory | Accessory | Welch Allyn | bayonet to screw | N/A | Active, CE not needed since its an Accessory
9231 | ADAPTER,SGL LL to DBL MSC | Accessory | Accessory | Welch Allyn | luer lock to screw | N/A | Active, CE not needed since its an Accessory
9233 | ADAPTER,DBL FL and 5/32in BARB to DBL ML | Accessory | Accessory | Welch Allyn | female luer to male luer | N/A | Active, CE not needed since its an Accessory
9234 | ADAPTER,DBL MQ to DBL BT | Accessory | Accessory | Welch Allyn | locking to bare tube | N/A | Active, CE not needed since its an Accessory
9236 | ADAPTER,DBL MQ to DBL MSC | Accessory | Accessory | Welch Allyn | locking to screw | N/A | Active, CE not needed since its an Accessory
9240 | ADAPTER,DBL SC to DBL NK | Accessory | Accessory | Welch Allyn | screw to locking | N/A | Active, CE not needed since its an Accessory
9241 | ADAPTER,SGL HP to DBL FL | Accessory | Accessory | Welch Allyn | bayonet to female luer | N/A | Active, CE not needed since its an Accessory
9242 | ADAPTER,SGL MLL to DBL FL and BV | Accessory | Accessory | Welch Allyn | Micro Luer to Female Luer | N/A | Active, CE not needed since its an Accessory
9243 | ADAPTER,SGL MLL to SGL FHP METAL | Accessory | Accessory | Welch Allyn | micro luer to bayonet | N/A | Active, CE not needed since its an Accessory
9244 | Adapter, Double Hose Barb & 10" Bare Tube to Double Male Luer Slip, 1/EA | Accessory | Accessory | Welch Allyn | male luer | N/A | Active, CE not needed since its an Accessory
9245 | ADAPTER,SGL HP to DBL NK | Accessory | Accessory | Welch Allyn | bayonet to locking | N/A | Active, CE not needed since its an Accessory
9247 | ADAPTER,SGL LL to DBL NK | Accessory | Accessory | Welch Allyn | Luer Lock to Locking | N/A | Active, CE not needed since its an Accessory
9249 | ADAPTER,SGL 5/32in BARB to DBL MSC | Accessory | Accessory | Welch Allyn | barb to screw | N/A | Active, CE not needed since its an Accessory
9258 | ADAPTER,SGL NK to DBL ML | Accessory | Accessory | Welch Allyn | Locking to Male Luer | N/A | Active, CE not needed since its an Accessory
9263 | ADAPTER,SGL HP to SGL FL | Accessory | Accessory | Welch Allyn | bayonet to female luer | N/A | Active, CE not needed since its an Accessory
9266 | ADAPTER,SGL LL to SGL FL | Accessory | Accessory | Welch Allyn | luer lock to female luer | N/A | Active, CE not needed since its an Accessory
9267 | ADAPTER,SGL FL to DBL FHP METAL and BV | Accessory | Accessory | Welch Allyn | female luer to bayonet and bv | N/A | Active, CE not needed since its an Accessory
9268 | ADAPTER,SGL SC to DBL NK | Accessory | Accessory | Welch Allyn | screw to locking | N/A | Active, CE not needed since its an Accessory
9269 | ADAPTER,SGL SC to DBL MSC | Accessory | Accessory | Welch Allyn | Screw to Screw | N/A | Active, CE not needed since its an Accessory
9270 | Adapter, Double 5/32" Hose Barb & Bare Tube to Double Male Threaded Connector, 1/EA | Accessory | Accessory | Welch Allyn | barb to screw | N/A | Active, CE not needed since its an Accessory
9272 | ADAPTER,SGL EXT TUBING to DBL MSC and BV | Accessory | Accessory | Welch Allyn | screw and bv | N/A | Active, CE not needed since its an Accessory
9273 | ADAPTER,DBL 10in BT and BV to DBL ML | Accessory | Accessory | Welch Allyn | Bare Tube and Male Luer | N/A | Active, CE not needed since its an Accessory
9274 | ADAPTER,DBL FL and BV to DBL MSC | Accessory | Accessory | Welch Allyn | female luer to screw | N/A | Active, CE not needed since its an Accessory
9281 | ADAPTER,DBL SC to DBL FL | Accessory | Accessory | Welch Allyn | screw to female luer | N/A | Active, CE not needed since its an Accessory
9282 | ADAPTER,DBL SC to SGL 5/32in BARB | Accessory | Accessory | Welch Allyn | screw to barb | N/A | Active, CE not needed since its an Accessory
9283 | ADAPTER, DBL ML to DBL 5/32in BARB | Accessory | Accessory | Welch Allyn | male luer to barb | N/A | Active, CE not needed since its an Accessory
9286 | ADAPTER,SGL SC to SGL FHP METAL | Accessory | Accessory | Welch Allyn | screw to bayonet | N/A | Active, CE not needed since its an Accessory
9287 | ADAPTER,DBL ML to SGL FHP METAL | Accessory | Accessory | Welch Allyn | male luer to bayonet | N/A | Active, CE not needed since its an Accessory
9288 | ADAPTER,DBL SC to SGL FHP METAL | Accessory | Accessory | Welch Allyn | screw to bayonet | N/A | Active, CE not needed since its an Accessory
9289 | ADAPTER,SGL 1/8in BARB to DBL FL | Accessory | Accessory | Welch Allyn | barb to female luer | N/A | Active, CE not needed since its an Accessory
9290 | ADAPTER,SGL HP to SGL MSC | Accessory | Accessory | Welch Allyn | bayonet to screw | N/A | Active, CE not needed since its an Accessory
9291 | ADAPTER,SGL MQ to DBL MSC | Accessory | Accessory | Welch Allyn | locking to screw | N/A | Active, CE not needed since its an Accessory
9292 | ADAPTER,DBL FL 5/32in BARB to DBL MSC | Accessory | Accessory | Welch Allyn | barb to screw | N/A | Active, CE not needed since its an Accessory
9293 | ADAPTER,SGL ML to DBL MSC | Accessory | Accessory | Welch Allyn | male luer to screw | N/A | Active, CE not needed since its an Accessory
9294 | ADAPTER,DBL BV and EXT TUBING to DBL MSC | Accessory | Accessory | Welch Allyn | bv to screw | N/A | Active, CE not needed since its an Accessory
9295 | ADAPTER,SGL HP to SGL MQ | Accessory | Accessory | Welch Allyn | bayonet to locking | N/A | Active, CE not needed since its an Accessory
9296 | ADAPTER,SGL FL to DBL MQ and 10in BT | Accessory | Accessory | Welch Allyn | Female Luer to Locking | N/A | Active, CE not needed since its an Accessory
9297 | ADAPTER,DBL MF to SGL FHP METAL | Accessory | Accessory | Welch Allyn | locking to bayonet | N/A | Active, CE not needed since its an Accessory
9298 | ADAPTER,DBL ML to DBL MSC | Accessory | Accessory | Welch Allyn | male luer to screw | N/A | Active, CE not needed since its an Accessory
9300 | ADAPTER,SGL NK to SGL MSC | Accessory | Accessory | Welch Allyn | locking to screw | N/A | Active, CE not needed since its an Accessory
9301 | ADAPTR,SGL FL to DBL FHP METAL 10in BT | Accessory | Accessory | Welch Allyn | female luer to bayonet | N/A | Active, CE not needed since its an Accessory
9302 | ADAPTER,SGL NK to DBL MSC | Accessory | Accessory | Welch Allyn | locking to screw | N/A | Active, CE not needed since its an Accessory
9303 | ADAPTER,SGL HP to DBL MF | Accessory | Accessory | Welch Allyn | bayonet to locking | N/A | Active, CE not needed since its an Accessory
9304 | ADAPTER,SGL ML to DBL FL | Accessory | Accessory | Welch Allyn | male luer to female luer | N/A | Active, CE not needed since its an Accessory
9305 | ADAPTER,SGL 5/32in BARB to DBL NK | Accessory | Accessory | Welch Allyn | Locking to Barb | N/A | Active, CE not needed since its an Accessory
9306 | ADAPTER,SGL HP to DBL FHP METAL | Accessory | Accessory | Welch Allyn | bayonet to bayonet | N/A | Active, CE not needed since its an Accessory
9307 | ADAPTER,DBL SC to SGL MSC | Accessory | Accessory | Welch Allyn | screw to screw | N/A | Active, CE not needed since its an Accessory
9308 | ADAPTER,SGL SC to DBL MF | Accessory | Accessory | Welch Allyn | screw to locking | N/A | Active, CE not needed since its an Accessory
9312 | ADAPTER,SGL EXT TB to DBL FHP METAL BV | Accessory | Accessory | Welch Allyn | bayonet and bv | N/A | Active, CE not needed since its an Accessory
9313 | ADAPTER,SGL FL to DBL FHP and BV | Accessory | Accessory | Welch Allyn | female luer to bayonet | N/A | Active, CE not needed since its an Accessory
9314 | ADAPTER,DBL SC to SGL FHP | Accessory | Accessory | Welch Allyn | screw to bayonet | N/A | Active, CE not needed since its an Accessory
9317 | ADAPTER,DBL ML and BV to DBL MF | Accessory | Accessory | Welch Allyn | male luer to locking | N/A | Active, CE not needed since its an Accessory
9318 | ADAPTER,SGL FL to DBL ML and BV | Accessory | Accessory | Welch Allyn | female luer to male luer | N/A | Active, CE not needed since its an Accessory
9319 | ADAPTER,DBL SC to SGL MQ | Accessory | Accessory | Welch Allyn | screw to locking | N/A | Active, CE not needed since its an Accessory
9320 | ADAPTER,SGL FL to DBL MQ and BV | Accessory | Accessory | Welch Allyn | Female Luer to Locking | N/A | Active, CE not needed since its an Accessory
9321 | ADAPTER,DBL MQ to SGL FHP | Accessory | Accessory | Welch Allyn | locking to bayonet | N/A | Active, CE not needed since its an Accessory
9322 | ADAPTER,SGL NK to DBL 1/8in BARB | Accessory | Accessory | Welch Allyn | Female Luer to Locking | N/A | Active, CE not needed since its an Accessory
9323 | ADAPTER,SGL MML to SGL FL NEO | Accessory | Accessory | Welch Allyn | Micro Luer to Female Luer | N/A | Active, CE not needed since its an Accessory
9324 | Adapter, Double Male Luer Slip to Single Bare Tube, 1/EA | Accessory | Accessory | Welch Allyn | male luer slip | N/A | Active, CE not needed since its an Accessory
9325 | ADAPTER,DBL 1/8in BARB 10in BT to DBL ML | Accessory | Accessory | Welch Allyn | Bare Tube and Male Luer | N/A | Active, CE not needed since its an Accessory
9326 | ADAPTER,DBL FL and 10in BT to DBL NK | Accessory | Accessory | Welch Allyn | Female Luer to Locking | N/A | Active, CE not needed since its an Accessory
9327 | ADAPTER,DBL 5/32in BARB to SGL FHP | Accessory | Accessory | Welch Allyn | barb to bayonet | N/A | Active, CE not needed since its an Accessory
9328 | ADAPTER,SGL NK to SGL FHP | Accessory | Accessory | Welch Allyn | locking to bayonet | N/A | Active, CE not needed since its an Accessory
9329 | ADAPTER,SGL SC to SGL FHP | Accessory | Accessory | Welch Allyn | screw to bayonet | N/A | Active, CE not needed since its an Accessory
9330 | ADAPTER,SGL EXT TUBING to DBL FHP and BV | Accessory | Accessory | Welch Allyn | bayonet and bv | N/A | Active, CE not needed since its an Accessory
9331 | ADAPTER,SGL BT to SGL 45in NK | Accessory | Accessory | Welch Allyn | Bare Tube and Locking | N/A | Active, CE not needed since its an Accessory
9332 | ADAPTER,SGL BT to SGL 65in NK | Accessory | Accessory | Welch Allyn | Bare Tube and Locking | N/A | Active, CE not needed since its an Accessory
9333 | ADAPTER,DBL MF to SGL FHP | Accessory | Accessory | Welch Allyn | locking to bayonet | N/A | Active, CE not needed since its an Accessory
9334 | ADAPTER,DBL FL to DBL MSC | Accessory | Accessory | Welch Allyn | female luer to screw | N/A | Active, CE not needed since its an Accessory
9335 | ADAPTER,DBL ML to SGL FHP | Accessory | Accessory | Welch Allyn | male luer to bayonet | N/A | Active, CE not needed since its an Accessory
9336 | ADAPTER,DBL SC to DBL MF | Accessory | Accessory | Welch Allyn | screw to locking | N/A | Active, CE not needed since its an Accessory
9337 | ADAPTER,SGL BT to SGL FL | Accessory | Accessory | Welch Allyn | female luer | N/A | Active, CE not needed since its an Accessory
9338 | ADAPTER,DBL NK to SGL FHP | Accessory | Accessory | Welch Allyn | locking to bayonet | N/A | Active, CE not needed since its an Accessory
9339 | ADAPTER,DBL MQ to DBL MF | Accessory | Accessory | Welch Allyn | locking to locking | N/A | Active, CE not needed since its an Accessory
9340 | ADAPTER, SGL 1/8in BARB to DBL ML | Accessory | Accessory | Welch Allyn | male luer | N/A | Active, CE not needed since its an Accessory
9341 | ADAPTER,DBL ML to SGL FL | Accessory | Accessory | Welch Allyn | male luer and female luer | N/A | Active, CE not needed since its an Accessory
9342 | ADAPTER,SGL 10in BT to DBL FHP METAL BV | Accessory | Accessory | Welch Allyn | bayonet and bv | N/A | Active, CE not needed since its an Accessory
9343 | ADAPTER,DBL HP to SGL FHP | Accessory | Accessory | Welch Allyn | bayonet to bayonet | N/A | Active, CE not needed since its an Accessory
9344 | ADAPTER,SGL 5/32in BARB to SGL FHP METAL | Accessory | Accessory | Welch Allyn | barb to bayonet | N/A | Active, CE not needed since its an Accessory
9345 | ADAPTER,SGL MQ to SGL FHP | Accessory | Accessory | Welch Allyn | locking to bayonet | N/A | Active, CE not needed since its an Accessory
9346 | ADAPTER,DBL 1/8in BARB to SGL FHP | Accessory | Accessory | Welch Allyn | barb to bayonet | N/A | Active, CE not needed since its an Accessory
9348 | ADAPTR,SGL 1/8in BARB to DBL 5/32in BARB | Accessory | Accessory | Welch Allyn | barb to barb | N/A | Active, CE not needed since its an Accessory
9349 | ADAPTER,SGL MQ to DBL FHP | Accessory | Accessory | Welch Allyn | locking to bayonet | N/A | Active, CE not needed since its an Accessory
9350 | ADAPTER,SGL HP to DBL FHP | Accessory | Accessory | Welch Allyn | bayonet to bayonet | N/A | Active, CE not needed since its an Accessory
9351 | ADAPTER,SGL SC to DBL FHP | Accessory | Accessory | Welch Allyn | screw to bayonet | N/A | Active, CE not needed since its an Accessory
9352 | ADAPTER,DBL SC to SGL FL | Accessory | Accessory | Welch Allyn | screw to female luer | N/A | Active, CE not needed since its an Accessory
9353 | ADAPTER,SGL LL to DBL FHP | Accessory | Accessory | Welch Allyn | luer lock to bayonet | N/A | Active, CE not needed since its an Accessory
9354 | ADAPTER,DBL FL and 10in BT to DBL MSC | Accessory | Accessory | Welch Allyn | female luer to screw | N/A | Active, CE not needed since its an Accessory
9355 | ADAPTER,SGL 5/23in BARB to DBL FHP | Accessory | Accessory | Welch Allyn | barb to bayonet | N/A | Active, CE not needed since its an Accessory
9356 | ADAPTER,DBL MF to DBL 5/32in BARB | Accessory | Accessory | Welch Allyn | locking to barb | N/A | Active, CE not needed since its an Accessory
9357 | ADAPTER,DBL MQ to DBL FL | Accessory | Accessory | Welch Allyn | locking to female luer | N/A | Active, CE not needed since its an Accessory
9358 | ADAPTER,SGL BT to SGL FHP METAL | Accessory | Accessory | Welch Allyn | bayonet and BT | N/A | Active, CE not needed since its an Accessory
9359 | ADAPTER, DBL BV AND COIL TUBE TO SGL FHP | Accessory | Accessory | Welch Allyn | female luer and bayonet | N/A | Active, CE not needed since its an Accessory
9360 | ADAPTER, DBL FL BARE EXT TUBE TO DBL FHP | Accessory | Accessory | Welch Allyn | bayonet and BT | N/A | Active, CE not needed since its an Accessory
9361 | ADAPTER, DBL BV AND COIL TUBE TO DBL NK | Accessory | Accessory | Welch Allyn | female luer and locking | N/A | Active, CE not needed since its an Accessory
36700 | CUFF TL REUSE,1 PC,THIGH,1TUBE,NK | Trimline | Trimline One-Piece Reuse | Welch Allyn | Locking (aka subminiature) | Yes | Active, CE
36702 | CUFF TL REUSE,1 PC,LG ADULT,1TUBE,NK | Trimline | Trimline One-Piece Reuse | Welch Allyn | Locking (aka subminiature) | Yes | Active, CE
36703 | CUFF TL REUSE,1 PC,ADULT,1TUBE,NK | Trimline | Trimline One-Piece Reuse | Welch Allyn | Locking (aka subminiature) | Yes | Active, CE
36704 | CUFF TL REUSE,1 PC,SM ADULT,1TUBE,NK | Trimline | Trimline One-Piece Reuse | Welch Allyn | Locking (aka subminiature) | Yes | Active, CE
36705 | CUFF TL REUSE,1 PC,CHILD,1TUBE,NK | Trimline | Trimline One-Piece Reuse | Welch Allyn | Locking (aka subminiature) | Yes | Active, CE
36706 | CUFF TL REUSE,1 PC,INFANT,1TUBE,NK | Trimline | Trimline One-Piece Reuse | Welch Allyn | Locking (aka subminiature) | Yes | Active, CE
36708 | CUFF TL REUSE,1 PC,ADULT LONG,1TB,NK | Trimline | Trimline One-Piece Reuse | Welch Allyn | Locking (aka subminiature) | Yes | Active, CE
36709 | CUFF TL REUSE,1 PC,LG AD LONG,1TB,NK | Trimline | Trimline One-Piece Reuse | Welch Allyn | Locking (aka subminiature) | Yes | Active, CE
36710 | CUFF TL REUSE,1 PC,THIGH,1TUBE,ML | Trimline | Trimline One-Piece Reuse | Welch Allyn | Male Luer | DISCONTINUED | DISCONTINUED | No Replacement
36711 | CUFF TL REUSE,1 PC,LG ADULT,1TUBE,ML | Trimline | Trimline One-Piece Reuse | Welch Allyn | Male Luer | DISCONTINUED | DISCONTINUED | No Replacement
36712 | CUFF TL REUSE,1 PC,ADULT,1TUBE,ML | Trimline | Trimline One-Piece Reuse | Welch Allyn | Male Luer | DISCONTINUED | DISCONTINUED | No Replacement
36713 | CUFF TL REUSE,1 PC,SM ADULT,1TUBE,ML | Trimline | Trimline One-Piece Reuse | Welch Allyn | Male Luer | DISCONTINUED | DISCONTINUED | No Replacement
36714 | CUFF TL REUSE,1 PC,CHILD,1TUBE,ML | Trimline | Trimline One-Piece Reuse | Welch Allyn | Male Luer | DISCONTINUED | DISCONTINUED | No Replacement
36715 | CUFF TL REUSE,1 PC,INFANT,1TUBE,ML | Trimline | Trimline One-Piece Reuse | Welch Allyn | Male Luer | DISCONTINUED | DISCONTINUED | No Replacement
36716 | CUFF TL REUSE,1 PC,ADULT LONG,1TB,ML | Trimline | Trimline One-Piece Reuse | Welch Allyn | Male Luer | DISCONTINUED | DISCONTINUED | No Replacement
36717 | CUFF TL REUSE,1 PC,LG AD LONG,1TB,ML | Trimline | Trimline One-Piece Reuse | Welch Allyn | Male Luer | DISCONTINUED | DISCONTINUED | No Replacement
39001 | CUFF TL DISP,SOFT,THIGH,1TUBE,BT | Trimline | Trimline Soft | Welch Allyn | Bare Tube | Yes | Active, CE
39002 | CUFF TL DISP,SOFT,LG ADULT,1TUBE,ML | Trimline | Trimline Soft | Welch Allyn | Male Luer | DISCONTINUED | DISCONTINUED | No Replacement
39003 | CUFF TL DISP,SOFT,LG AD LONG,2TB,FL | Trimline | Trimline Soft | Welch Allyn | Female Luer | DISCONTINUED | DISCONTINUED | No Replacement
39004 | CUFF TL DISP,SOFT,ADULT,1TUBE,BT | Trimline | Trimline Soft | Welch Allyn | Bare Tube | Yes | Active, CE
39005 | CUFF TL DISP,SOFT,ADULT LONG,1TB,ML | Trimline | Trimline Soft | Welch Allyn | Male Luer | DISCONTINUED | DISCONTINUED | No Replacement
39006 | CUFF TL DISP,SOFT,SM ADULT,2TB,BV&GAUGE | Trimline | Trimline Soft | Welch Allyn | Gauge and BV | Yes | Active, CE
39007 | CUFF TL DISP,SOFT,CHILD,1TUBE,MQ | Trimline | Trimline Soft | Welch Allyn | Locking (aka subminiature) | Yes | Active, CE
39008 | CUFF TL DISP,SOFT,INFANT,2TUBE,BT | Trimline | Trimline Soft | Welch Allyn | Bare Tube | Yes | Active, CE
39009 | CUFF TL DISP,SOFT,SM CHILD,1TUBE,LL | Trimline | Trimline Soft | Welch Allyn | Luer Lock | DISCONTINUED | DISCONTINUED | No Replacement
39010 | CUFF TL DISP,SOFT,INFANT,2TUBE,SC | Trimline | Trimline Soft | Welch Allyn | Screw | Yes | Active, CE
39011 | CUFF TL DISP,SOFT,CHILD,2TUBE,SC | Trimline | Trimline Soft | Welch Allyn | Screw | Yes | Active, CE
39012 | CUFF TL DISP,SOFT,SM ADULT,2TUBE,SC | Trimline | Trimline Soft | Welch Allyn | Screw | Yes | Active, CE
39013 | CUFF TL DISP,SOFT,SM CHILD,1TB,ML | Trimline | Trimline Soft | Welch Allyn | Male Luer | DISCONTINUED | DISCONTINUED | No Replacement
39014 | CUFF TL DISP,SOFT,LG ADULT,2TUBE,SC | Trimline | Trimline Soft | Welch Allyn | Screw | Yes | Active, CE
39015 | CUFF TL DISP,SOFT,THIGH,1TUBE,HP | Trimline | Trimline Soft | Welch Allyn | Bayonet (aka HP, rectus, quick connect) | Yes | Active, CE
39018 | CUFF TL DISP,SOFT,LG AD LONG,2TB,MQ | Trimline | Trimline Soft | Welch Allyn | Locking (aka subminiature) | Yes | Active, CE
39019 | CUFF TL DISP,SOFT,ADULT LONG,1TB,HP | Trimline | Trimline Soft | Welch Allyn | Bayonet (aka HP, rectus, quick connect) | Yes | Active, CE
39020 | CUFF TL DISP,SOFT,SM CHILD,1TUBE,NK | Trimline | Trimline Soft | Welch Allyn | Locking (aka subminiature) | Yes | Active, CE
39021 | CUFF TL DISP,SOFT,LG ADULT,2TUBE,BVSCC | Trimline | Trimline Soft | Welch Allyn | Screw | Yes | Active, CE
39023 | CUFF TL DISP,SOFT,ADULT,2TUBE,SC | Trimline | Trimline Soft | Welch Allyn | Screw | Yes | Active, CE
39024 | CUFF TL DISP, SOFT,SM CHILD 1TUBE,HP | Trimline | Trimline Soft | Welch Allyn | Bayonet (aka HP, rectus, quick connect) | Yes | Active, CE
39025 | CUFF TL DISP,SOFT,CHILD,1TUBE,LL | Trimline | Trimline Soft | Welch Allyn | Luer Lock | DISCONTINUED | DISCONTINUED | No Replacement
39026 | CUFF TL DISP,SOFT,INFANT,1TUBE,MQ | Trimline | Trimline Soft | Welch Allyn | Locking (aka subminiature) | Yes | Active, CE
39027 | CUFF TL DISP,SOFT,SM ADULT,1TUBE,BT | Trimline | Trimline Soft | Welch Allyn | Bare Tube | Yes | Active, CE
39028 | CUFF TL DISP,SOFT,ADULT LONG,2TB,BT | Trimline | Trimline Soft | Welch Allyn | Bare Tube | Yes | Active, CE
39029 | CUFF TL DISP,SOFT,THIGH,2TUBE,BVBTC | Trimline | Trimline Soft | Welch Allyn | Bulb/Valve and Bare Tube | Yes | Active, CE
39030 | CUFF TL DISP,SOFT,INFANT,2TUBE,MF | Trimline | Trimline Soft | Welch Allyn | Mated Locking (subminiature) | Yes | Active, CE
39031 | CUFF TL DISP,SOFT,CHILD,2TUBE,MF | Trimline | Trimline Soft | Welch Allyn | Mated Locking (subminiature) | Yes | Active, CE
39032 | CUFF TL DISP,SOFT,SM ADULT,2TUBE,MF | Trimline | Trimline Soft | Welch Allyn | Mated Locking (subminiature) | Yes | Active, CE
39033 | CUFF TL DISP,SOFT,ADULT,2TUBE,MF | Trimline | Trimline Soft | Welch Allyn | Mated Locking (subminiature) | Yes | Active, CE
39034 | CUFF TL DISP,SOFT,ADULT LONG,2TB,MF | Trimline | Trimline Soft | Welch Allyn | Mated Locking (subminiature) | Yes | Active, CE
39035 | CUFF TL DISP,SOFT,LG ADULT,2TUBE,MF | Trimline | Trimline Soft | Welch Allyn | Mated Locking (subminiature) | Yes | Active, CE
39036 | CUFF TL DISP,SOFT,LG AD LONG,2TB,MF | Trimline | Trimline Soft | Welch Allyn | Mated Locking (subminiature) | Yes | Active, CE
39037 | CUFF TL DISP,SOFT,THIGH,2TUBE,MF | Trimline | Trimline Soft | Welch Allyn | Mated Locking (subminiature) | Yes | Active, CE
39038 | CUFF TL DISP,SOFT,CHILD LONG,2TB,SC | Trimline | Trimline Soft | Welch Allyn | Screw | Yes | Active, CE
39039 | CUFF TL DISP,SOFT,LG ADULT,1TUBE,MQ | Trimline | Trimline Soft | Welch Allyn | Locking (aka subminiature) | Yes | Active, CE
39040 | CUFF TL DISP,SOFT,THIGH,1TUBE,ML | Trimline | Trimline Soft | Welch Allyn | Male Luer | DISCONTINUED | DISCONTINUED | No Replacement
39041 | CUFF TL DISP,SOFT,ADULT,2TUBE,FL | Trimline | Trimline Soft | Welch Allyn | Female Luer | DISCONTINUED | DISCONTINUED | No Replacement
39042 | CUFF TL DISP,SOFT,ADULT LONG,1TB,BT | Trimline | Trimline Soft | Welch Allyn | Bare Tube | Yes | Active, CE
39044 | CUFF TL DISP,SOFT,CHILD,1TUBE,NK | Trimline | Trimline Soft | Welch Allyn | Locking (aka subminiature) | Yes | Active, CE
39045 | CUFF TL DISP,SOFT,INFANT,1TUBE,HP | Trimline | Trimline Soft | Welch Allyn | Bayonet (aka HP, rectus, quick connect) | Yes | Active, CE
39046 | CUFF TL DISP,SOFT,SM CHILD,2TUBE,MQ | Trimline | Trimline Soft | Welch Allyn | Locking (aka subminiature) | Yes | Active, CE
39047 | CUFF TL DISP,SOFT,LG AD LONG,2TB,BT | Trimline | Trimline Soft | Welch Allyn | Bare Tube | Yes | Active, CE
39048 | CUFF TL DISP,SOFT,ADULT,1TUBE,HP | Trimline | Trimline Soft | Welch Allyn | Bayonet (aka HP, rectus, quick connect) | Yes | Active, CE
39049 | CUFF TL DISP,SOFT,SM ADULT,2TUBE,BVHPC | Trimline | Trimline Soft | Welch Allyn | Bayonet (aka HP, rectus, quick connect) | Yes | Active, CE
39050 | CUFF TL DISP,SOFT,SM ADULT,2TUBE,BVBTC | Trimline | Trimline Soft | Welch Allyn | Bulb/Valve and Bare Tube | Yes | Active, CE
39052 | CUFF TL DISP,SOFT,INFANT,2TUBE,FL | Trimline | Trimline Soft | Welch Allyn | Female Luer | DISCONTINUED | DISCONTINUED | No Replacement
39053 | CUFF TL DISP,SOFT,ADULT LONG,2TB,SC | Trimline | Trimline Soft | Welch Allyn | Screw | Yes | Active, CE
39054 | CUFF TL DISP,SOFT,THIGH,2TUBE,BVHPC | Trimline | Trimline Soft | Welch Allyn | Bayonet (aka HP, rectus, quick connect) | Yes | Active, CE
39055 | CUFF TL DISP,SOFT,CHILD LONG,1TB,BT | Trimline | Trimline Soft | Welch Allyn | Bare Tube | Yes | Active, CE
39058 | CUFF TL DISP,SOFT,SM CHILD,1TUBE,MQ | Trimline | Trimline Soft | Welch Allyn | Locking (aka subminiature) | Yes | Active, CE
39059 | CUFF TL DISP,SOFT,INFANT,1TUBE,ML | Trimline | Trimline Soft | Welch Allyn | Male Luer | DISCONTINUED | DISCONTINUED | No Replacement
39060 | CUFF TL DISP,SOFT,LG AD LONG,1TB,HP | Trimline | Trimline Soft | Welch Allyn | Bayonet (aka HP, rectus, quick connect) | Yes | Active, CE
39061 | CUFF TL DISP,SOFT,INFANT,2TUBE,SCC | Trimline | Trimline Soft | Welch Allyn | Screw | Yes | Active, CE
39062 | CUFF TL DISP,SOFT,CHILD,2TUBE,SCC | Trimline | Trimline Soft | Welch Allyn | Screw | Yes | Active, CE
39063 | CUFF TL DISP,SOFT,SM ADULT,2TUBE,SCC | Trimline | Trimline Soft | Welch Allyn | Screw | Yes | Active, CE
39064 | CUFF TL DISP,SOFT,ADULT,2TUBE,SCC | Trimline | Trimline Soft | Welch Allyn | Screw | Yes | Active, CE
39065 | CUFF TL DISP,SOFT,ADULT LONG,2TB,SCC | Trimline | Trimline Soft | Welch Allyn | Screw | Yes | Active, CE
39066 | CUFF TL DISP,SOFT,LG ADULT,2TUBE,SCC | Trimline | Trimline Soft | Welch Allyn | Screw | Yes | Active, CE
39069 | CUFF TL DISP,SOFT,CHILD LONG,1TB,SC | Trimline | Trimline Soft | Welch Allyn | Screw | Yes | Active, CE
39070 | CUFF TL DISP,SOFT,CHILD LONG,2TB,BT | Trimline | Trimline Soft | Welch Allyn | Bare Tube | Yes | Active, CE
39071 | CUFF TL DISP,SOFT,LG AD LONG,2TB,SC | Trimline | Trimline Soft | Welch Allyn | Screw | Yes | Active, CE
39072 | CUFF TL DISP,SOFT,THIGH,2TUBE,SC | Trimline | Trimline Soft | Welch Allyn | Screw | Yes | Active, CE
39073 | CUFF TL DISP,SOFT,ADULT,1TUBE,SC | Trimline | Trimline Soft | Welch Allyn | Screw | Yes | Active, CE
39074 | CUFF TL DISP,SOFT,LG ADULT,1TUBE,SC | Trimline | Trimline Soft | Welch Allyn | Screw | Yes | Active, CE
39075 | CUFF TL DISP,SOFT,LG AD LONG,1TB,SC | Trimline | Trimline Soft | Welch Allyn | Screw | Yes | Active, CE
39076 | CUFF TL DISP,SOFT,THIGH,1TUBE,SC | Trimline | Trimline Soft | Welch Allyn | Screw | Yes | Active, CE
39077 | CUFF TL DISP,SOFT,SM CHILD,2TUBE,SCC | Trimline | Trimline Soft | Welch Allyn | Screw | Yes | Active, CE
39078 | CUFF TL DISP,SOFT,LG ADULT,1TUBE,LL | Trimline | Trimline Soft | Welch Allyn | Luer Lock | DISCONTINUED | DISCONTINUED | No Replacement
39080 | CUFF TL DISP,SOFT,ADULT,1TUBE,MQ | Trimline | Trimline Soft | Welch Allyn | Locking (aka subminiature) | Yes | Active, CE
39081 | CUFF TL DISP,SOFT,ADULT LONG,2TB,MQ | Trimline | Trimline Soft | Welch Allyn | Locking (aka subminiature) | Yes | Active, CE
39083 | CUFF TL DISP,SOFT,CHILD,1TUBE,BT | Trimline | Trimline Soft | Welch Allyn | Bare Tube | Yes | Active, CE
39084 | CUFF TL DISP,SOFT,INFANT,1TUBE,LL | Trimline | Trimline Soft | Welch Allyn | Luer Lock | DISCONTINUED | DISCONTINUED | No Replacement
39085 | CUFF TL DISP,SOFT,SM ADULT,1TUBE,HP | Trimline | Trimline Soft | Welch Allyn | Bayonet (aka HP, rectus, quick connect) | Yes | Active, CE
39088 | CUFF TL DISP,SOFT,SM ADULT LONG,2TB,MQ | Trimline | Trimline Soft | Welch Allyn | Locking (aka subminiature) | Yes | Active, CE
39090 | CUFF TL DISP,SOFT,INFANT,1TUBE,SC | Trimline | Trimline Soft | Welch Allyn | Screw | Yes | Active, CE
39091 | CUFF TL DISP,SOFT,CHILD,1TUBE,SC | Trimline | Trimline Soft | Welch Allyn | Screw | Yes | Active, CE
39092 | CUFF TL DISP,SOFT,SM ADULT,1TUBE,SC | Trimline | Trimline Soft | Welch Allyn | Screw | Yes | Active, CE
39093 | CUFF TL DISP,SOFT,ADULT LONG,1TB,SC | Trimline | Trimline Soft | Welch Allyn | Screw | Yes | Active, CE
39094 | CUFF TL DISP,SOFT,LG AD LONG,2TB,BVHPC | Trimline | Trimline Soft | Welch Allyn | Bayonet (aka HP, rectus, quick connect) | Yes | Active, CE
39097 | CUFF TL DISP,SOFT,ADULT,1TUBE,LL | Trimline | Trimline Soft | Welch Allyn | Luer Lock | DISCONTINUED | DISCONTINUED | No Replacement
39100 | CUFF TL DISP,SOFT,CHILD,1TUBE,HP | Trimline | Trimline Soft | Welch Allyn | Bayonet (aka HP, rectus, quick connect) | Yes | Active, CE
39101 | CUFF TL DISP,SOFT,CHILD LONG,1TB,ML | Trimline | Trimline Soft | Welch Allyn | Male Luer | DISCONTINUED | DISCONTINUED | No Replacement
39102 | CUFF TL DISP,SOFT,THIGH,1TUBE,NK | Trimline | Trimline Soft | Welch Allyn | Locking (aka subminiature) | Yes | Active, CE
39103 | CUFF TL DISP,SOFT,LG ADULT,2TUBE,BT | Trimline | Trimline Soft | Welch Allyn | Bare Tube | Yes | Active, CE
39104 | CUFF TL DISP,SOFT,LG ADULT LONG,1TUBE,LL | Trimline | Trimline Soft | Welch Allyn | Luer Lock | DISCONTINUED | DISCONTINUED | No Replacement
39105 | CUFF TL DISP,SOFT,ADULT,1TUBE,NK | Trimline | Trimline Soft | Welch Allyn | Locking (aka subminiature) | Yes | Active, CE
39107 | CUFF TL DISP,SOFT,SM ADULT,2TUBE,BT | Trimline | Trimline Soft | Welch Allyn | Bare Tube | Yes | Active, CE
39108 | CUFF TL DISP,SOFT,CHILD LONG,1TB,MQ | Trimline | Trimline Soft | Welch Allyn | Locking (aka subminiature) | Yes | Active, CE
39110 | CUFF TL DISP,SOFT,NEO1,2TUBE,ML | Neonatal | Neonatal Soft TL | Welch Allyn | Male Luer | No | Active, NO CE (so can only be sold where CE mark Is not required) | NEO-1-2 (CUFF,NEO 1,2-TUBE,WASOFT DISP,ISO 10/BX) *(This cuff ships with new SnapQuick Connector, Device Modifcation Required)*
39111 | CUFF TL DISP,SOFT,NEO2,2TUBE,ML | Neonatal | Neonatal Soft TL | Welch Allyn | Male Luer | No | Active, NO CE (so can only be sold where CE mark Is not required) | NEO-2-2 (CUFF,NEO 2,2-TUBE,WASOFT DISP,ISO 10/BX) *(This cuff ships with new SnapQuick Connector, Device Modifcation Required)*
39112 | CUFF TL DISP,SOFT,NEO3,2TUBE,ML | Neonatal | Neonatal Soft TL | Welch Allyn | Male Luer | No | Active, NO CE (so can only be sold where CE mark Is not required) | NEO-3-2 (CUFF,NEO 3,2-TUBE,WASOFT DISP,ISO 10/BX) *(This cuff ships with new SnapQuick Connector, Device Modifcation Required)*
39113 | CUFF TL DISP,SOFT,NEO4,2TUBE,ML | Neonatal | Neonatal Soft TL | Welch Allyn | Male Luer | No | Active, NO CE (so can only be sold where CE mark Is not required) | NEO-4-2 (CUFF,NEO 4,2-TUBE,WASOFT DISP,ISO 10/BX) *(This cuff ships with new SnapQuick Connector, Device Modifcation Required)*
39114 | CUFF TL DISP,SOFT,NEO5,2TUBE,ML | Neonatal | Neonatal Soft TL | Welch Allyn | Male Luer | No | Active, NO CE (so can only be sold where CE mark Is not required) | NEO-5-2 (CUFF,NEO 5,2-TUBE,WASOFT DISP,ISO 10/BX) *(This cuff ships with new SnapQuick Connector, Device Modifcation Required)*
39115 | CUFF TL DISP,SOFT,CHILD,2TUBE,BVBTC | Trimline | Trimline Soft | Welch Allyn | Bulb/Valve and Bare Tube | Yes | Active, CE
39116 | CUFF TL DISP,SOFT,CHILD LONG,1TUBE,LL | Trimline | Trimline Soft | Welch Allyn | Luer Lock | DISCONTINUED | DISCONTINUED | No Replacement
39117 | CUFF TL DISP,SOFT,SM CHILD,1TUBE,BT | Trimline | Trimline Soft | Welch Allyn | Bare Tube | Yes | Active, CE
39119 | CUFF TL DISP,SOFT,INFANT,2TUBE,BVSCC | Trimline | Trimline Soft | Welch Allyn | Screw | Yes | Active, CE
39120 | CUFF TL DISP,SOFT,CHILD,2TUBE,BVSCC | Trimline | Trimline Soft | Welch Allyn | Screw | Yes | Active, CE
39121 | CUFF TL DISP,SOFT,SM ADULT,2TUBE,BVSCC | Trimline | Trimline Soft | Welch Allyn | Screw | Yes | Active, CE
39122 | CUFF TL DISP,SOFT,ADULT,2TUBE,BVSCC | Trimline | Trimline Soft | Welch Allyn | Screw | Yes | Active, CE
39123 | CUFF TL DISP,SOFT,THIGH,2TB,BV and GAUGE | Trimline | Trimline Soft | Welch Allyn | Gauge and BV | Yes | Active, CE
39124 | CUFF TL DISP,SOFT,LG ADULT,1TUBE,BT | Trimline | Trimline Soft | Welch Allyn | Bare Tube | Yes | Active, CE
39125 | CUFF TL DISP,SOFT,LG AD LONG,2TB,BVBTC | Trimline | Trimline Soft | Welch Allyn | Bulb/Valve and Bare Tube | Yes | Active, CE
39126 | CUFF TL DISP,SOFT,ADULT LONG,2TB,BVBTC | Trimline | Trimline Soft | Welch Allyn | Bulb/Valve and Bare Tube | Yes | Active, CE
39127 | CUFF TL DISP,SOFT,INFANT,1TUBE,NK | Trimline | Trimline Soft | Welch Allyn | Locking (aka subminiature) | Yes | Active, CE
39128 | CUFF TL DISP,SOFT,SM CHILD,2TUBE,SC | Trimline | Trimline Soft | Welch Allyn | Screw | Yes | Active, CE
39129 | CUFF TL DISP,SOFT,CHILD LONG,2TB,SCC | Trimline | Trimline Soft | Welch Allyn | Screw | Yes | Active, CE
39130 | CUFF TL DISP,SOFT,ADULT,2TB,BV and GAUGE | Trimline | Trimline Soft | Welch Allyn | Gauge and BV | Yes | Active, CE
39131 | CUFF TL DISP,SOFT,THIGH,2TUBE,BVSCC | Trimline | Trimline Soft | Welch Allyn | Screw | Yes | Active, CE
39132 | Trimline Standard Bulb and Valve, 20/CS | Accessory | Accessory | Welch Allyn | N/A | N/A | Active, CE not needed since its an Accessory
39134 | CUFF TL DISP,SOFT,CHILD LONG,2TB,MQ | Trimline | Trimline Soft | Welch Allyn | Locking (aka subminiature) | Yes | Active, CE
39135 | CUFF TL DISP,SOFT,SM CHILD,1TUBE,SC | Trimline | Trimline Soft | Welch Allyn | Screw | Yes | Active, CE
39136 | CUFF TL DISP,SOFT,SM ADULT,1TUBE,ML | Trimline | Trimline Soft | Welch Allyn | Male Luer | DISCONTINUED | DISCONTINUED | No Replacement
39140 | CUFF TL DISP,SOFT,NEO1,2TUBE,MLC | Neonatal | Neonatal Soft TL | Welch Allyn | Male Luer | No | Active, NO CE (so can only be sold where CE mark Is not required) | NEO-1-2CL (CUFF NEO 1 DISP 2 TUBE NON LUER W/CLAMP) *(This cuff ships with new SnapQuick Connector, Device Modifcation Required)*
39141 | CUFF TL DISP,SOFT,NEO2,2TUBE,MLC | Neonatal | Neonatal Soft TL | Welch Allyn | Male Luer | No | Active, NO CE (so can only be sold where CE mark Is not required) | NEO-2-2CL (CUFF NEO 2 DISP 2 TUBE NON LUER W/CLAMP) *(This cuff ships with new SnapQuick Connector, Device Modifcation Required)*
39142 | CUFF TL DISP,SOFT,NEO3,2TUBE,MLC | Neonatal | Neonatal Soft TL | Welch Allyn | Male Luer | No | Active, NO CE (so can only be sold where CE mark Is not required) | NEO-3-2CL (CUFF NEO 3 DISP 2 TUBE NON LUER W/CLAMP) *(This cuff ships with new SnapQuick Connector, Device Modifcation Required)*
39143 | CUFF TL DISP,SOFT,NEO4,2TUBE,MLC | Neonatal | Neonatal Soft TL | Welch Allyn | Male Luer | No | Active, NO CE (so can only be sold where CE mark Is not required) | NEO-4-2CL (CUFF NEO 4 DISP 2 TUBE NON LUER W/CLAMP) *(This cuff ships with new SnapQuick Connector, Device Modifcation Required)*
39144 | CUFF TL DISP,SOFT,NEO5,2TUBE,MLC | Neonatal | Neonatal Soft TL | Welch Allyn | Male Luer | No | Active, NO CE (so can only be sold where CE mark Is not required) | NEO-5-2CL (CUFF NEO 5 DISP 2 TUBE NON LUER W/CLAMP) *(This cuff ships with new SnapQuick Connector, Device Modifcation Required)*
39145 | CUFF TL DISP,SOFT,CHILD LONG,1TB,NK | Trimline | Trimline Soft | Welch Allyn | Locking (aka subminiature) | Yes | Active, CE
39148 | CUFF TL DISP,SOFT,THIGH,2TUBE,BT | Trimline | Trimline Soft | Welch Allyn | Bare Tube | Yes | Active, CE
39149 | CUFF TL DISP,SOFT,LG ADULT,2TUBE,MQ | Trimline | Trimline Soft | Welch Allyn | Locking (aka subminiature) | Yes | Active, CE
39150 | CUFF TL DISP,SOFT,LG AD LONG,1TB,ML | Trimline | Trimline Soft | Welch Allyn | Male Luer | DISCONTINUED | DISCONTINUED | No Replacement
39151 | CUFF TL DISP,SOFT,SM CHILD,2TUBE,MF | Trimline | Trimline Soft | Welch Allyn | Mated Locking (subminiature) | Yes | Active, CE
39153 | CUFF TL DISP,SOFT,SM ADULT,1TUBE,LL | Trimline | Trimline Soft | Welch Allyn | Luer Lock | DISCONTINUED | DISCONTINUED | No Replacement
39154 | CUFF TL DISP,SOFT,CHILD,2TUBE,BT | Trimline | Trimline Soft | Welch Allyn | Bare Tube | Yes | Active, CE
39155 | CUFF TL DISP,SOFT,INFANT,2TUBE,BVHPC | Trimline | Trimline Soft | Welch Allyn | Bayonet (aka HP, rectus, quick connect) | Yes | Active, CE
39156 | CUFF TL DISP,SOFT,THIGH,2TUBE,MQ | Trimline | Trimline Soft | Welch Allyn | Locking (aka subminiature) | Yes | Active, CE
39157 | CUFF TL DISP,SOFT,LG ADULT,2TUBE,FL | Trimline | Trimline Soft | Welch Allyn | Female Luer | DISCONTINUED | DISCONTINUED | No Replacement
39158 | CUFF TL DISP,SOFT,LG AD LONG,1TB,NK | Trimline | Trimline Soft | Welch Allyn | Locking (aka subminiature) | Yes | Active, CE
39160 | CUFF TL DISP,SOFT,ADULT LONG,2TB,BVHPC | Trimline | Trimline Soft | Welch Allyn | Bayonet (aka HP, rectus, quick connect) | Yes | Active, CE
39163 | CUFF TL DISP,SOFT,INFANT,2TUBE,MQ | Trimline | Trimline Soft | Welch Allyn | Locking (aka subminiature) | Yes | Active, CE
39164 | CUFF TL DISP,SOFT,THIGH,2TUBE,FL | Trimline | Trimline Soft | Welch Allyn | Female Luer | DISCONTINUED | DISCONTINUED | No Replacement
39165 | CUFF TL DISP,SOFT,SM CHILD,2TUBE,BT | Trimline | Trimline Soft | Welch Allyn | Bare Tube | Yes | Active, CE
39166 | CUFF TL DISP,SOFT,LG AD LONG,2TB,BV GGE | Trimline | Trimline Soft | Welch Allyn | Gauge and BV | Yes | Active, CE
39167 | CUFF TL DISP,SOFT,ADULT,2TUBE,BVBTC | Trimline | Trimline Soft | Welch Allyn | Bulb/Valve and Bare Tube | Yes | Active, CE
39168 | CUFF TL DISP,SOFT,CHILD LONG,2TB,MF | Trimline | Trimline Soft | Welch Allyn | Mated Locking (subminiature) | Yes | Active, CE
39169 | CUFF TL DISP,SOFT,SM ADULT,2TUBE,FL | Trimline | Trimline Soft | Welch Allyn | Female Luer | DISCONTINUED | DISCONTINUED | No Replacement
39170 | CUFF TL DISP,SOFT,SM CHILD,2TUBE,FL | Trimline | Trimline Soft | Welch Allyn | Female Luer | DISCONTINUED | DISCONTINUED | No Replacement
39171 | CUFF TL DISP,SOFT,INFANT,2TUBE,BVBTC | Trimline | Trimline Soft | Welch Allyn | Bulb/Valve and Bare Tube | Yes | Active, CE
39172 | CUFF TL DISP,SOFT,ADULT LONG,2TB,BVSCC | Trimline | Trimline Soft | Welch Allyn | Screw | Yes | Active, CE
39173 | CUFF TL DISP,SOFT,CHILD LONG,1TB,HP | Trimline | Trimline Soft | Welch Allyn | Bayonet (aka HP, rectus, quick connect) | Yes | Active, CE
39180 | CUFF TL DISP,SOFT,NEO1,1TUBE,HP | Neonatal | Neonatal Soft TL | Welch Allyn | Bayonet (aka HP, rectus, quick connect) | No | Active, NO CE (so can only be sold where CE mark Is not required) | NEO-1-1 (CUFF,NEO 1,1-TUBE,WASOFT DISP,ISO 10/BX) *(This cuff ships with new SnapQuick Connector, Device Modifcation Required)*
39181 | CUFF TL DISP,SOFT,NEO2,1TUBE,HP | Neonatal | Neonatal Soft TL | Welch Allyn | Bayonet (aka HP, rectus, quick connect) | No | Active, NO CE (so can only be sold where CE mark Is not required) | NEO-2-1 (CUFF,NEO 2,1-TUBE,WASOFT DISP,ISO 10/BX) *(This cuff ships with new SnapQuick Connector, Device Modifcation Required)*
39182 | CUFF TL DISP,SOFT,NEO3,1TUBE,HP | Neonatal | Neonatal Soft TL | Welch Allyn | Bayonet (aka HP, rectus, quick connect) | No | Active, NO CE (so can only be sold where CE mark Is not required) | NEO-3-1 (CUFF,NEO 3,1-TUBE,WASOFT DISP,ISO 10/BX) *(This cuff ships with new SnapQuick Connector, Device Modifcation Required)*
39183 | CUFF TL DISP,SOFT,NEO4,1TUBE,HP | Neonatal | Neonatal Soft TL | Welch Allyn | Bayonet (aka HP, rectus, quick connect) | No | Active, NO CE (so can only be sold where CE mark Is not required) | NEO-4-1 (CUFF,NEO 4,1-TUBE,WASOFT DISP,ISO 10/BX) *(This cuff ships with new SnapQuick Connector, Device Modifcation Required)*
39184 | CUFF TL DISP,SOFT,NEO5,1TUBE,HP | Neonatal | Neonatal Soft TL | Welch Allyn | Bayonet (aka HP, rectus, quick connect) | No | Active, NO CE (so can only be sold where CE mark Is not required) | NEO-5-1 (CUFF,NEO 5,1-TUBE,WASOFT DISP,ISO 10/BX) *(This cuff ships with new SnapQuick Connector, Device Modifcation Required)*
39185 | CUFF TL DISP,SOFT,LG ADULT,2TB,BV&GAUGE | Trimline | Trimline Soft | Welch Allyn | Gauge and BV | Yes | Active, CE
39186 | CUFF TL DISP,SOFT,CHILD,2TUBE,BV&GAUGE | Trimline | Trimline Soft | Welch Allyn | Gauge and BV | Yes | Active, CE
39188 | CUFF TL DISP,SOFT,SM CHILD,2TUBE,BVBTC | Trimline | Trimline Soft | Welch Allyn | Bulb/Valve and Bare Tube | Yes | Active, CE
39189 | CUFF TL DISP,SOFT,LG AD LONG,2TB,SCC | Trimline | Trimline Soft | Welch Allyn | Screw | Yes | Active, CE
39190 | CUFF TL DISP,SOFT,NEO1,1TUBE,ML | Neonatal | Neonatal Soft TL | Welch Allyn | Male Luer | No | Active, NO CE (so can only be sold where CE mark Is not required) | NEO-1-1 (CUFF,NEO 1,1-TUBE,WASOFT DISP,ISO 10/BX) *(This cuff ships with new SnapQuick Connector, Device Modifcation Required)*
39191 | CUFF TL DISP,SOFT,NEO2,1TUBE,ML | Neonatal | Neonatal Soft TL | Welch Allyn | Male Luer | No | Active, NO CE (so can only be sold where CE mark Is not required) | NEO-2-1 (CUFF,NEO 2,1-TUBE,WASOFT DISP,ISO 10/BX) *(This cuff ships with new SnapQuick Connector, Device Modifcation Required)*
39192 | CUFF TL DISP,SOFT,NEO3,1TUBE,ML | Neonatal | Neonatal Soft TL | Welch Allyn | Male Luer | No | Active, NO CE (so can only be sold where CE mark Is not required) | NEO-3-1 (CUFF,NEO 3,1-TUBE,WASOFT DISP,ISO 10/BX) *(This cuff ships with new SnapQuick Connector, Device Modifcation Required)*
39193 | CUFF TL DISP,SOFT,NEO4,1TUBE,ML | Neonatal | Neonatal Soft TL | Welch Allyn | Male Luer | No | Active, NO CE (so can only be sold where CE mark Is not required) | NEO-4-1 (CUFF,NEO 4,1-TUBE,WASOFT DISP,ISO 10/BX) *(This cuff ships with new SnapQuick Connector, Device Modifcation Required)*
39194 | CUFF TL DISP,SOFT,NEO5,1TUBE,ML | Neonatal | Neonatal Soft TL | Welch Allyn | Male Luer | No | Active, NO CE (so can only be sold where CE mark Is not required) | NEO-5-1 (CUFF,NEO 5,1-TUBE,WASOFT DISP,ISO 10/BX) *(This cuff ships with new SnapQuick Connector, Device Modifcation Required)*
39199 | CUFF TL DISP,SOFT,ADULT,2TUBE,BVHPC | Trimline | Trimline Soft | Welch Allyn | Bayonet (aka HP, rectus, quick connect) | Yes | Active, CE
39200 | CUFF TL DISP,SOFT,CHILD LONG,2TB,BVBTC | Trimline | Trimline Soft | Welch Allyn | Bulb/Valve and Bare Tube | Yes | Active, CE
39201 | CUFF TL ISO,SOFT,THIGH,2TUBE,SCC | Trimline | Trimline Soft | Welch Allyn | Screw | Yes | Active, CE
39202 | CUFF TL ISO,SOFT,LG ADULT,2TUBE,SCC | Trimline | Trimline Soft | Welch Allyn | Screw | Yes | Active, CE
39203 | CUFF TL ISO,SOFT,ADULT,2TUBE,SCC | Trimline | Trimline Soft | Welch Allyn | Screw | Yes | Active, CE
39204 | CUFF TL ISO,SOFT,SM ADULT,2TUBE,SCC | Trimline | Trimline Soft | Welch Allyn | Screw | Yes | Active, CE
39205 | CUFF TL ISO,SOFT,CHILD,2TUBE,SCC | Trimline | Trimline Soft | Welch Allyn | Screw | Yes | Active, CE
39206 | CUFF TL ISO,SOFT,INFANT,2TUBE,SCC | Trimline | Trimline Soft | Welch Allyn | Screw | Yes | Active, CE
39207 | CUFF TL ISO,SOFT,LG AD LONG,2TB,SCC | Trimline | Trimline Soft | Welch Allyn | Screw | Yes | Active, CE
39208 | CUFF TL ISO,SOFT,ADULT LONG,2TB,SCC | Trimline | Trimline Soft | Welch Allyn | Screw | Yes | Active, CE
39209 | CUFF TL ISO,SOFT,ADULT,2TUBE,BVBTC | Trimline | Trimline Soft | Welch Allyn | Bulb/Valve and Bare Tube | Yes | Active, CE
39210 | CUFF TL ISO,SOFT,ADULT,2TB,BV and GAUGE | Trimline | Trimline Soft | Welch Allyn | Gauge and BV | Yes | Active, CE
39211 | CUFF TL ISO,SOFT,ADULT LONG,2TB,BVBTC | Trimline | Trimline Soft | Welch Allyn | Bulb/Valve and Bare Tube | Yes | Active, CE
39212 | CUFF TL ISO,SOFT,LG ADULT,2TUBE,BVBTC | Trimline | Trimline Soft | Welch Allyn | Bulb/Valve and Bare Tube | Yes | Active, CE
39213 | CUFF TL DISP,SOFT,SM ADULT,2TUBE,MQ | Trimline | Trimline Soft | Welch Allyn | Locking (aka subminiature) | Yes | Active, CE
39214 | CUFF TL DISP,SOFT,CHILD LONG,2TB,FL | Trimline | Trimline Soft | Welch Allyn | Female Luer | DISCONTINUED | DISCONTINUED | No Replacement
39216 | CUFF TL DISP,SOFT,SM CHILD,2TUBE,BVHPC | Trimline | Trimline Soft | Welch Allyn | Bayonet (aka HP, rectus, quick connect) | Yes | Active, CE
39218 | CUFF TL DISP,SOFT,THIGH,2TUBE,SCC | Trimline | Trimline Soft | Welch Allyn | Screw | Yes | Active, CE
39221 | CUFF TL ISO,SOFT,THIGH,1TUBE,HP | Trimline | Trimline Soft | Welch Allyn | Bayonet (aka HP, rectus, quick connect) | Yes | Active, CE
39222 | CUFF TL ISO,SOFT,LG ADULT,1TUBE,HP | Trimline | Trimline Soft | Welch Allyn | Bayonet (aka HP, rectus, quick connect) | Yes | Active, CE
39223 | CUFF TL ISO,SOFT,ADULT,1TUBE,HP | Trimline | Trimline Soft | Welch Allyn | Bayonet (aka HP, rectus, quick connect) | Yes | Active, CE
39224 | CUFF TL ISO,SOFT,SM ADULT,1TUBE,HP | Trimline | Trimline Soft | Welch Allyn | Bayonet (aka HP, rectus, quick connect) | Yes | Active, CE
39225 | CUFF TL ISO,SOFT,CHILD,1TUBE,HP | Trimline | Trimline Soft | Welch Allyn | Bayonet (aka HP, rectus, quick connect) | Yes | Active, CE
39226 | CUFF TL ISO,SOFT,INFANT,1TUBE,HP | Trimline | Trimline Soft | Welch Allyn | Bayonet (aka HP, rectus, quick connect) | Yes | Active, CE
39227 | CUFF TL ISO,SOFT,LG AD LONG,1TB,HP | Trimline | Trimline Soft | Welch Allyn | Bayonet (aka HP, rectus, quick connect) | Yes | Active, CE
39228 | CUFF TL ISO,SOFT,ADULT LONG,1TB,HP | Trimline | Trimline Soft | Welch Allyn | Bayonet (aka HP, rectus, quick connect) | Yes | Active, CE
39229 | CUFF TL DISP,SOFT,LG AD LONG,2TB,BVSCC | Trimline | Trimline Soft | Welch Allyn | Screw | Yes | Active, CE
39230 | CUFF TL DISP,SOFT,LG ADULT,1TUBE,HP | Trimline | Trimline Soft | Welch Allyn | Bayonet (aka HP, rectus, quick connect) | Yes | Active, CE
39231 | CUFF TL DISP,SOFT,ADULT,1TUBE,ML | Trimline | Trimline Soft | Welch Allyn | Male Luer | DISCONTINUED | DISCONTINUED | No Replacement
39232 | CUFF TL DISP,SOFT,CHILD,1TUBE,ML | Trimline | Trimline Soft | Welch Allyn | Male Luer | DISCONTINUED | DISCONTINUED | No Replacement
39234 | CUFF TL DISP,SOFT,CHILD,2TUBE,BVHPC | Trimline | Trimline Soft | Welch Allyn | Bayonet (aka HP, rectus, quick connect) | Yes | Active, CE
39235 | CUFF TL DISP,SOFT,SM CHILD,2TUBE,BVSCC | Trimline | Trimline Soft | Welch Allyn | Screw | Yes | Active, CE
39236 | CUFF TL DISP,SOFT,THIGH,1TUBE,MQ | Trimline | Trimline Soft | Welch Allyn | Locking (aka subminiature) | Yes | Active, CE
39237 | CUFF TL DISP,SOFT,LG AD LONG,1TB,MQ | Trimline | Trimline Soft | Welch Allyn | Locking (aka subminiature) | Yes | Active, CE
39238 | CUFF TL DISP,SOFT,SM ADULT,1TUBE,MQ | Trimline | Trimline Soft | Welch Allyn | Locking (aka subminiature) | Yes | Active, CE
39239 | CUFF TL DISP,SOFT,INFANT,1TUBE,BT | Trimline | Trimline Soft | Welch Allyn | Bare Tube | Yes | Active, CE
39240 | CUFF TL DISP,SOFT,LG AD LONG,1TB,BT | Trimline | Trimline Soft | Welch Allyn | Bare Tube | Yes | Active, CE
39241 | CUFF TL DISP,SOFT,INFANT,2TB,BV GAUGE | Trimline | Trimline Soft | Welch Allyn | Gauge and BV | Yes | Active, CE
39242 | CUFF TL DISP,SOFT,SM ADULT,1TUBE,NK | Trimline | Trimline Soft | Welch Allyn | Locking (aka subminiature) | Yes | Active, CE
39243 | CUFF TL DISP,SOFT,CHILD LONG,2TB,BVHPC | Trimline | Trimline Soft | Welch Allyn | Bayonet (aka HP, rectus, quick connect) | Yes | Active, CE
39244 | CUFF TL DISP,SOFT,ADULT LONG,1TUBE,LL | Trimline | Trimline Soft | Welch Allyn | Luer Lock | DISCONTINUED | DISCONTINUED | No Replacement
39246 | CUFF TL DISP,SOFT,ADULT,2TUBE,BT | Trimline | Trimline Soft | Welch Allyn | Bare Tube | Yes | Active, CE
39248 | CUFF TL DISP,SOFT,ADULT LONG,1TB,MQ | Trimline | Trimline Soft | Welch Allyn | Locking (aka subminiature) | Yes | Active, CE
39249 | CUFF TL DISP,SOFT,CHILD,2TUBE,MQ | Trimline | Trimline Soft | Welch Allyn | Locking (aka subminiature) | Yes | Active, CE
39250 | CUFF TL DISP,SOFT,CHILD,2TUBE,FL | Trimline | Trimline Soft | Welch Allyn | Female Luer | DISCONTINUED | DISCONTINUED | No Replacement
39254 | CUFF TL DISP,SOFT,LG ADULT,2TUBE,BVBTC | Trimline | Trimline Soft | Welch Allyn | Bulb/Valve and Bare Tube | Yes | Active, CE
39256 | CUFF TL DISP,SOFT,ADULT LONG,2TB,BV&GGE | Trimline | Trimline Soft | Welch Allyn | Gauge and BV | Yes | Active, CE
39257 | CUFF TL DISP,SOFT,CHILD LONG,2TB,BVSCC | Trimline | Trimline Soft | Welch Allyn | Screw | Yes | Active, CE
39260 | CUFF TL DISP,SOFT,THIGH,1TUBE,LL | Trimline | Trimline Soft | Welch Allyn | Luer Lock | DISCONTINUED | DISCONTINUED | No Replacement
39261 | CUFF TL DISP,SOFT,LG ADULT,1TUBE,NK | Trimline | Trimline Soft | Welch Allyn | Locking (aka subminiature) | Yes | Active, CE
39262 | CUFF TL DISP,SOFT,SM CHILD,2TB,BV GAUGE | Trimline | Trimline Soft | Welch Allyn | Gauge and BV | Yes | Active, CE
39267 | CUFF TL DISP,SOFT,ADULT LONG,2TB,FL | Trimline | Trimline Soft | Welch Allyn | Female Luer | DISCONTINUED | DISCONTINUED | No Replacement
39268 | CUFF TL DISP,SOFT,ADULT,2TUBE,MQ | Trimline | Trimline Soft | Welch Allyn | Locking (aka subminiature) | Yes | Active, CE
39270 | CUFF TL DISP,SOFT,ADULT LONG,1TB,NK | Trimline | Trimline Soft | Welch Allyn | Locking (aka subminiature) | Yes | Active, CE
39272 | CUFF TL DISP,SOFT,LG ADULT,2TUBE,BVHPC | Trimline | Trimline Soft | Welch Allyn | Bayonet (aka HP, rectus, quick connect) | Yes | Active, CE
39273 | CUFF TL DISP,SOFT,CHILD LONG,2TB,BV GGE | Trimline | Trimline Soft | Welch Allyn | Gauge and BV | Yes | Active, CE
39290 | CUFF TL DISP,SOFT,THIGH,2TUBE,HP | Trimline | Trimline Soft | Welch Allyn | Bayonet (aka HP, rectus, quick connect) | Yes | Active, CE
39291 | CUFF TL DISP,SOFT,LG ADULT,2TUBE,HP | Trimline | Trimline Soft | Welch Allyn | Bayonet (aka HP, rectus, quick connect) | Yes | Active, CE
39292 | CUFF TL DISP,SOFT,LG AD LONG,2TB,HP | Trimline | Trimline Soft | Welch Allyn | Bayonet (aka HP, rectus, quick connect) | Yes | Active, CE
39293 | CUFF TL DISP,SOFT,ADULT,2TUBE,HP | Trimline | Trimline Soft | Welch Allyn | Bayonet (aka HP, rectus, quick connect) | Yes | Active, CE
39294 | CUFF TL DISP,SOFT,ADULT LONG,2TB,HP | Trimline | Trimline Soft | Welch Allyn | Bayonet (aka HP, rectus, quick connect) | Yes | Active, CE
39295 | CUFF TL DISP,SOFT,SM ADULT,2TUBE,HP | Trimline | Trimline Soft | Welch Allyn | Bayonet (aka HP, rectus, quick connect) | Yes | Active, CE
39296 | CUFF TL DISP,SOFT,CHILD,2TUBE,HP | Trimline | Trimline Soft | Welch Allyn | Bayonet (aka HP, rectus, quick connect) | Yes | Active, CE
39297 | CUFF TL DISP,SOFT,CHILD LONG,2TB,HP | Trimline | Trimline Soft | Welch Allyn | Bayonet (aka HP, rectus, quick connect) | Yes | Active, CE
39298 | CUFF TL DISP,SOFT,SM CHILD,2TUBE,HP | Trimline | Trimline Soft | Welch Allyn | Bayonet (aka HP, rectus, quick connect) | Yes | Active, CE
39299 | CUFF TL DISP,SOFT,INFANT,2TUBE,HP | Trimline | Trimline Soft | Welch Allyn | Bayonet (aka HP, rectus, quick connect) | Yes | Active, CE
39310 | CUFF TL ISO,SOFT,THIGH,2TUBE,HP | Trimline | Trimline Soft | Welch Allyn | Bayonet (aka HP, rectus, quick connect) | Yes | Active, CE
39311 | CUFF TL ISO,SOFT,LG ADULT,2TUBE,HP | Trimline | Trimline Soft | Welch Allyn | Bayonet (aka HP, rectus, quick connect) | Yes | Active, CE
39312 | CUFF TL ISO,SOFT,LG AD LONG,2TUBE,HP | Trimline | Trimline Soft | Welch Allyn | Bayonet (aka HP, rectus, quick connect) | Yes | Active, CE
39313 | CUFF TL ISO,SOFT,ADULT,2TUBE,HP | Trimline | Trimline Soft | Welch Allyn | Bayonet (aka HP, rectus, quick connect) | Yes | Active, CE
39314 | CUFF TL ISO,SOFT,ADULT LONG,2TUBE,HP | Trimline | Trimline Soft | Welch Allyn | Bayonet (aka HP, rectus, quick connect) | Yes | Active, CE
39315 | CUFF TL ISO,SOFT,SM ADULT,2TUBE,HP | Trimline | Trimline Soft | Welch Allyn | Bayonet (aka HP, rectus, quick connect) | Yes | Active, CE
39316 | CUFF TL ISO,SOFT,CHILD,2TUBE,HP | Trimline | Trimline Soft | Welch Allyn | Bayonet (aka HP, rectus, quick connect) | Yes | Active, CE
39319 | CUFF TL ISO,SOFT,INFANT,2TUBE,HP | Trimline | Trimline Soft | Welch Allyn | Bayonet (aka HP, rectus, quick connect) | Yes | Active, CE
66018 | Connector, 1/8" Hose Barb to MALE Threaded/ 10/PK | Accessory | Accessory | Welch Allyn | Screw | N/A | Active, CE not needed since its an Accessory
66024 | Connector, 3/16" Hose Barb to MALE Threaded, 10/PK | Accessory | Accessory | Welch Allyn | Screw | N/A | Active, CE not needed since its an Accessory
66027 | ADAPTER,SGL LL to SGL MSC | Accessory | Accessory | Welch Allyn | luer lock to screw | N/A | Active, CE not needed since its an Accessory
66033 | ADAPTER,SGL MLL to SGL MSC | Accessory | Accessory | Welch Allyn | microML to screw | N/A | Active, CE not needed since its an Accessory
66038 | ADAPTER,SGL BT to SGL MSC | Accessory | Accessory | Welch Allyn | BT to screw | N/A | Active, CE not needed since its an Accessory
66041 | ADAPTER,SGL HP to SGL MSC | Accessory | Accessory | Welch Allyn | bayonet to screw | N/A | Active, CE not needed since its an Accessory
66042 | ADAPTER,SGL ML to DBL LL | Accessory | Accessory | Welch Allyn | male luer to luer lock | N/A | Active, CE not needed since its an Accessory
66044 | ADAPTER,SGL LL to DBL MSC | Accessory | Accessory | Welch Allyn | Luer lock to screw | N/A | Active, CE not needed since its an Accessory
66047 | ADAPTER,SGL MLL to DBL MSC | Accessory | Accessory | Welch Allyn | Micro Male luer to screw | N/A | Active, CE not needed since its an Accessory
66048 | ADAPTER,SGL SC to DBL MSC | Accessory | Accessory | Welch Allyn | screw to screw | N/A | Active, CE not needed since its an Accessory
66050 | ADAPTER,SGL BT to DBL MSC | Accessory | Accessory | Welch Allyn | BT to screw | N/A | Active, CE not needed since its an Accessory
66053 | ADAPTER,SGL HP to DBL MSC | Accessory | Accessory | Welch Allyn | bayonet to screw | N/A | Active, CE not needed since its an Accessory
66054 | ADAPTER,DBL LL to SGL HP | Accessory | Accessory | Welch Allyn | luer lock to bayonet | N/A | Active, CE not needed since its an Accessory
66158 | ADAPTER,SGL MQ to SGL MSC | Accessory | Accessory | Welch Allyn | locking to screw | N/A | Active, CE not needed since its an Accessory
99590 | CUFF TL DISP,VINYL,THIGH,2TUBE,HP | Trimline | Trimline VINYL | Welch Allyn | Bayonet (aka HP, rectus, quick connect) | No | Active, NO CE (so can only be sold where CE mark Is not required) | 39290 (TL DISP, SOFT, THIGH, 2 TUBE, HP)
99591 | CUFF TL DISP,VINYL,LG ADULT,2TUBE,HP | Trimline | Trimline VINYL | Welch Allyn | Bayonet (aka HP, rectus, quick connect) | No | Active, NO CE (so can only be sold where CE mark Is not required) | 39291 (TL DISP, SOFT, LG AD, 2 TUBE, HP)
99592 | CUFF TL DISP,VINYL,LG AD LONG,2TB,HP | Trimline | Trimline VINYL | Welch Allyn | Bayonet (aka HP, rectus, quick connect) | No | Active, NO CE (so can only be sold where CE mark Is not required) | 39292 (TL DISP, SOFT, LG AD LONG, 2 TUBE, HP)
99593 | CUFF TL DISP,VINYL,ADULT,2TUBE,HP | Trimline | Trimline VINYL | Welch Allyn | Bayonet (aka HP, rectus, quick connect) | No | Active, NO CE (so can only be sold where CE mark Is not required) | 39293 (TL DISP, SOFT, ADULT, 2 TUBE, HP)
99594 | CUFF TL DISP,VINYL,ADULT LONG,2TB,HP | Trimline | Trimline VINYL | Welch Allyn | Bayonet (aka HP, rectus, quick connect) | No | Active, NO CE (so can only be sold where CE mark Is not required) | 39294 (TL DISP, SOFT, AD LONG, 2 TUBE, HP)
99595 | CUFF TL DISP,VINYL,SM ADULT,2TUBE,HP | Trimline | Trimline VINYL | Welch Allyn | Bayonet (aka HP, rectus, quick connect) | No | Active, NO CE (so can only be sold where CE mark Is not required) | 39295 (TL DISP, SOFT, SM AD, 2 TUBE, HP)
99596 | CUFF TL DISP,VINYL,CHILD,2TUBE,HP | Trimline | Trimline VINYL | Welch Allyn | Bayonet (aka HP, rectus, quick connect) | No | Active, NO CE (so can only be sold where CE mark Is not required) | 39296 (TL DISP, SOFT, CHILD, 2 TUBE, HP)
99599 | CUFF TL DISP,VINYL,INFANT,2TUBE,HP | Trimline | Trimline VINYL | Welch Allyn | Bayonet (aka HP, rectus, quick connect) | No | Active, NO CE (so can only be sold where CE mark Is not required) | 39299 (TL DISP, SOFT, INFANT, 2 TUBE, HP)
99620 | CUFF TL DISP,VINYL,THIGH,2TUBE,MQ | Trimline | Trimline VINYL | Welch Allyn | Locking (aka subminiature) | No | Active, NO CE (so can only be sold where CE mark Is not required) | 39156 (TL DISP,SOFT,THIGH,2TUBE,MQ) or VINYL-13-2MQ (CUFF, VINYL THIGH, 2-TUBE, MQ
99621 | CUFF TL DISP,VINYL,LG AD LONG,2TB,MQ | Trimline | Trimline VINYL | Welch Allyn | Locking (aka subminiature) | No | Active, NO CE (so can only be sold where CE mark Is not required) | 39018 (TL DISP,SOFT,LG AD LONG ,2TUBE,MQ) or VINYL-12L-2MQ (CUFF, VINYL LG AD LONG, 2-TUBE, MQ
99622 | CUFF TL DISP,VINYL,LG ADULT,2TUBE,MQ | Trimline | Trimline VINYL | Welch Allyn | Locking (aka subminiature) | No | Active, NO CE (so can only be sold where CE mark Is not required) | 39149 (TL DISP,SOFT,LG AD,2TUBE,MQ) or VINYL-12-2MQ (CUFF, VINYL LG AD, 2-TUBE, MQ
99623 | CUFF TL DISP,VINYL,ADULT LONG,2TB,MQ | Trimline | Trimline VINYL | Welch Allyn | Locking (aka subminiature) | No | Active, NO CE (so can only be sold where CE mark Is not required) | 39081 (TL DISP,SOFT,AD LONG ,2TUBE,MQ) or VINYL-11L-2MQ (CUFF, VINYL AD LONG, 2-TUBE, MQ
99624 | CUFF TL DISP,VINYL,ADULT,2TUBE,MQ | Trimline | Trimline VINYL | Welch Allyn | Locking (aka subminiature) | No | Active, NO CE (so can only be sold where CE mark Is not required) | 39268 (TL DISP,SOFT,ADULT,2TUBE,MQ) or VINYL-11-2MQ (CUFF, VINYL ADULT, 2-TUBE, MQ
99625 | CUFF TL DISP,VINYL,SM ADULT,2TUBE,MQ | Trimline | Trimline VINYL | Welch Allyn | Locking (aka subminiature) | No | Active, NO CE (so can only be sold where CE mark Is not required) | 39213 (TL DISP,SOFT,SM AD,2TUBE,MQ) or VINYL-10-2MQ (CUFF, VINYL SM AD, 2-TUBE, MQ
99627 | CUFF TL DISP,VINYL,CHILD,2TUBE,MQ | Trimline | Trimline VINYL | Welch Allyn | Locking (aka subminiature) | No | Active, NO CE (so can only be sold where CE mark Is not required) | 39249 (TL DISP,SOFT,CHILD,2TUBE,MQ) or VINYL-09-2MQ (CUFF, VINYL CHILD, 2-TUBE, MQ
99629 | CUFF TL DISP,VINYL,INFANT,2TUBE,MQ | Trimline | Trimline VINYL | Welch Allyn | Locking (aka subminiature) | No | Active, NO CE (so can only be sold where CE mark Is not required) | 39163 (TL DISP,SOFT,INFANT,2TUBE,MQ) or VINYL-07-2MQ (CUFF, VINYL INFANT, 2-TUBE, MQ
99702 | CUFF TL DISP,VINYL,NEO2,2TUBE,SC | Neonatal | Neonatal Vinyl TL | Welch Allyn | Screw | No | Active, NO CE (so can only be sold where CE mark Is not required) | NEO-2-2 (CUFF,NEO 2,2-TUBE,WASOFT DISP,ISO 10/BX) *(This cuff ships with new SnapQuick Connector, Device Modifcation Required)*
99707 | CUFF TL DISP,VINYL,NEO5,1TUBE,MML | Neonatal | Neonatal Vinyl TL | Welch Allyn | Micro Male Luer | No | Active, NO CE (so can only be sold where CE mark Is not required) | NEO-5-1 (CUFF,NEO 5,1-TUBE,WASOFT DISP,ISO 10/BX) *(This cuff ships with new SnapQuick Connector, Device Modifcation Required)*
99713 | CUFF TL DISP,VINYL,NEO1,2TUBE,FL | Neonatal | Neonatal Vinyl TL | Welch Allyn | Female Luer | No | Active, NO CE (so can only be sold where CE mark Is not required) | NEO-1-2 (CUFF,NEO 1,2-TUBE,WASOFT DISP,ISO 10/BX) *(This cuff ships with new SnapQuick Connector, Device Modifcation Required)*
99714 | CUFF TL DISP,VINYL,NEO4,2TUBE,MML | Neonatal | Neonatal Vinyl TL | Welch Allyn | Micro Male Luer | No | Active, NO CE (so can only be sold where CE mark Is not required) | NEO-4-2 (CUFF,NEO 4,2-TUBE,WASOFT DISP,ISO 10/BX) *(This cuff ships with new SnapQuick Connector, Device Modifcation Required)*
99715 | CUFF TL DISP,VINYL,NEO3,1TUBE,SC | Neonatal | Neonatal Vinyl TL | Welch Allyn | Screw | No | Active, NO CE (so can only be sold where CE mark Is not required) | NEO-3-1 (CUFF,NEO 3,1-TUBE,WASOFT DISP,ISO 10/BX) *(This cuff ships with new SnapQuick Connector, Device Modifcation Required)*
99721 | CUFF TL DISP,VINYL,NEO2,2TUBE,MML | Neonatal | Neonatal Vinyl TL | Welch Allyn | Micro Male Luer | No | Active, NO CE (so can only be sold where CE mark Is not required) | NEO-2-2 (CUFF,NEO 2,2-TUBE,WASOFT DISP,ISO 10/BX) *(This cuff ships with new SnapQuick Connector, Device Modifcation Required)*
99722 | CUFF TL DISP,VINYL,NEO5,2TUBE,ML | Neonatal | Neonatal Vinyl TL | Welch Allyn | Male Luer | No | Active, NO CE (so can only be sold where CE mark Is not required) | NEO-5-2 (CUFF,NEO 5,2-TUBE,WASOFT DISP,ISO 10/BX) *(This cuff ships with new SnapQuick Connector, Device Modifcation Required)*
99724 | CUFF TL DISP,VINYL,NEO1,1TUBE,SC | Neonatal | Neonatal Vinyl TL | Welch Allyn | Screw | No | Active, NO CE (so can only be sold where CE mark Is not required) | NEO-1-1 (CUFF,NEO 1,1-TUBE,WASOFT DISP,ISO 10/BX) *(This cuff ships with new SnapQuick Connector, Device Modifcation Required)*
99729 | CUFF TL DISP,VINYL,NEO3,1TUBE,ML | Neonatal | Neonatal Vinyl TL | Welch Allyn | Male Luer | No | Active, NO CE (so can only be sold where CE mark Is not required) | NEO-3-1 (CUFF,NEO 3,1-TUBE,WASOFT DISP,ISO 10/BX) *(This cuff ships with new SnapQuick Connector, Device Modifcation Required)*
99732 | CUFF TL DISP,VINYL,NEO4,2TUBE,FL | Neonatal | Neonatal Vinyl TL | Welch Allyn | Female Luer | No | Active, NO CE (so can only be sold where CE mark Is not required) | NEO-4-2 (CUFF,NEO 4,2-TUBE,WASOFT DISP,ISO 10/BX) *(This cuff ships with new SnapQuick Connector, Device Modifcation Required)*
99735 | CUFF TL DISP,VINYL,NEO5,1TUBE,FL | Neonatal | Neonatal Vinyl TL | Welch Allyn | Female Luer | No | Active, NO CE (so can only be sold where CE mark Is not required) | NEO-5-1 (CUFF,NEO 5,1-TUBE,WASOFT DISP,ISO 10/BX) *(This cuff ships with new SnapQuick Connector, Device Modifcation Required)*
99741 | CUFF TL DISP,VINYL,NEO3,1TUBE,MML | Neonatal | Neonatal Vinyl TL | Welch Allyn | Micro Male Luer | No | Active, NO CE (so can only be sold where CE mark Is not required) | NEO-3-1 (CUFF,NEO 3,1-TUBE,WASOFT DISP,ISO 10/BX) *(This cuff ships with new SnapQuick Connector, Device Modifcation Required)*
99748 | CUFF TL DISP,VINYL,NEO5,1TUBE,SC | Neonatal | Neonatal Vinyl TL | Welch Allyn | Screw | No | Active, NO CE (so can only be sold where CE mark Is not required) | NEO-5-1 (CUFF,NEO 5,1-TUBE,WASOFT DISP,ISO 10/BX) *(This cuff ships with new SnapQuick Connector, Device Modifcation Required)*
99750 | CUFF TL DISP,VINYL,NEO5,1TUBE,ML | Neonatal | Neonatal Vinyl TL | Welch Allyn | Male Luer | No | Active, NO CE (so can only be sold where CE mark Is not required) | NEO-5-1 (CUFF,NEO 5,1-TUBE,WASOFT DISP,ISO 10/BX) *(This cuff ships with new SnapQuick Connector, Device Modifcation Required)*
99755 | CUFF TL DISP,VINYL,NEO3,2TUBE,SC | Neonatal | Neonatal Vinyl TL | Welch Allyn | Screw | No | Active, NO CE (so can only be sold where CE mark Is not required) | NEO-3-2 (CUFF,NEO 3,2-TUBE,WASOFT DISP,ISO 10/BX) *(This cuff ships with new SnapQuick Connector, Device Modifcation Required)*
99759 | CUFF TL DISP,VINYL,NEO2,1TUBE,FL | Neonatal | Neonatal Vinyl TL | Welch Allyn | Female Luer | No | Active, NO CE (so can only be sold where CE mark Is not required) | NEO-2-1 (CUFF,NEO 2,1-TUBE,WASOFT DISP,ISO 10/BX) *(This cuff ships with new SnapQuick Connector, Device Modifcation Required)*
99760 | CUFF TL DISP,VINYL,NEO1,2TUBE,ML | Neonatal | Neonatal Vinyl TL | Welch Allyn | Male Luer | No | Active, NO CE (so can only be sold where CE mark Is not required) | NEO-1-2 (CUFF,NEO 1,2-TUBE,WASOFT DISP,ISO 10/BX) *(This cuff ships with new SnapQuick Connector, Device Modifcation Required)*
99761 | CUFF TL DISP,VINYL,NEO4,2TUBE,SC | Neonatal | Neonatal Vinyl TL | Welch Allyn | Screw | No | Active, NO CE (so can only be sold where CE mark Is not required) | NEO-4-2 (CUFF,NEO 4,2-TUBE,WASOFT DISP,ISO 10/BX)*(This cuff ships with new SnapQuick Connector, Device Modifcation Required)*
99765 | CUFF TL DISP,VINYL,NEO2,2TUBE,FL | Neonatal | Neonatal Vinyl TL | Welch Allyn | Female Luer | No | Active, NO CE (so can only be sold where CE mark Is not required) | NEO-2-2 (CUFF,NEO 2,2-TUBE,WASOFT DISP,ISO 10/BX) *(This cuff ships with new SnapQuick Connector, Device Modifcation Required)*
99770 | CUFF TL DISP,VINYL,NEO4,1TUBE,FL | Neonatal | Neonatal Vinyl TL | Welch Allyn | Female Luer | No | Active, NO CE (so can only be sold where CE mark Is not required) | NEO-4-1 (CUFF,NEO 4,1-TUBE,WASOFT DISP,ISO 10/BX) *(This cuff ships with new SnapQuick Connector, Device Modifcation Required)*
99789 | CUFF TL DISP,VINYL,NEO1,1TUBE,MML | Neonatal | Neonatal Vinyl TL | Welch Allyn | Micro Male Luer | No | Active, NO CE (so can only be sold where CE mark Is not required) | NEO-1-1 (CUFF,NEO 1,1-TUBE,WASOFT DISP,ISO 10/BX) *(This cuff ships with new SnapQuick Connector, Device Modifcation Required)*
99801 | CUFF TL DISP,VINYL,NEO1,1TUBE,ML | Neonatal | Neonatal Vinyl TL | Welch Allyn | Male Luer | No | Active, NO CE (so can only be sold where CE mark Is not required) | NEO-1-1 (CUFF,NEO 1,1-TUBE,WASOFT DISP,ISO 10/BX) *(This cuff ships with new SnapQuick Connector, Device Modifcation Required)*
99802 | CUFF TL DISP,VINYL,NEO4,1TUBE,SC | Neonatal | Neonatal Vinyl TL | Welch Allyn | Screw | No | Active, NO CE (so can only be sold where CE mark Is not required) | NEO-4-1 (CUFF,NEO 4,1-TUBE,WASOFT DISP,ISO 10/BX) *(This cuff ships with new SnapQuick Connector, Device Modifcation Required)*
99804 | CUFF TL DISP,VINYL,LG AD LONG,2TB,BT | Trimline | Trimline VINYL | Welch Allyn | Bare Tube | No | Active, NO CE (so can only be sold where CE mark Is not required) | No Replacement
99806 | CUFF TL DISP,VINYL,NEO3,2TUBE,MML | Neonatal | Neonatal Vinyl TL | Welch Allyn | Micro Male Luer | No | Active, NO CE (so can only be sold where CE mark Is not required) | NEO-3-2 (CUFF,NEO 3,2-TUBE,WASOFT DISP,ISO 10/BX) *(This cuff ships with new SnapQuick Connector, Device Modifcation Required)*
99810 | CUFF TL DISP,VINYL,NEO3,1TUBE,FL | Neonatal | Neonatal Vinyl TL | Welch Allyn | Female Luer | No | Active, NO CE (so can only be sold where CE mark Is not required) | NEO-3-1 (CUFF,NEO 3,1-TUBE,WASOFT DISP,ISO 10/BX) *(This cuff ships with new SnapQuick Connector, Device Modifcation Required)*
99811 | CUFF TL DISP,VINYL,ADULT LONG,2TB,BT | Trimline | Trimline VINYL | Welch Allyn | Bare Tube | No | Active, NO CE (so can only be sold where CE mark Is not required) | No Replacement
99816 | CUFF TL DISP,VINYL,CHILD,2TUBE,BT | Trimline | Trimline VINYL | Welch Allyn | Bare Tube | No | Active, NO CE (so can only be sold where CE mark Is not required) | No Replacement
99818 | CUFF TL DISP,VINYL,NEO2,2TUBE,ML | Neonatal | Neonatal Vinyl TL | Welch Allyn | Male Luer | No | Active, NO CE (so can only be sold where CE mark Is not required) | NEO-2-2 (CUFF,NEO 2,2-TUBE,WASOFT DISP,ISO 10/BX) *(This cuff ships with new SnapQuick Connector, Device Modifcation Required)*
99819 | CUFF TL DISP,VINYL,NEO5,2TUBE,FL | Neonatal | Neonatal Vinyl TL | Welch Allyn | Female Luer | No | Active, NO CE (so can only be sold where CE mark Is not required) | NEO-5-2 (CUFF,NEO 5,2-TUBE,WASOFT DISP,ISO 10/BX) *(This cuff ships with new SnapQuick Connector, Device Modifcation Required)*
99820 | CUFF TL DISP,VINYL,SM ADULT,2TUBE,BT | Trimline | Trimline VINYL | Welch Allyn | Bare Tube | No | Active, NO CE (so can only be sold where CE mark Is not required) | No Replacement
99824 | CUFF TL DISP,VINYL,NEO5,2TUBE,MML | Neonatal | Neonatal Vinyl TL | Welch Allyn | Micro Male Luer | No | Active, NO CE (so can only be sold where CE mark Is not required) | NEO-5-2 (CUFF,NEO 5,2-TUBE,WASOFT DISP,ISO 10/BX) *(This cuff ships with new SnapQuick Connector, Device Modifcation Required)*
99825 | CUFF TL DISP,VINYL,ADULT,2TUBE,BT | Trimline | Trimline VINYL | Welch Allyn | Bare Tube | No | Active, NO CE (so can only be sold where CE mark Is not required) | No Replacement
99826 | CUFF TL DISP,VINYL,NEO1,2TUBE,SC | Neonatal | Neonatal Vinyl TL | Welch Allyn | Screw | No | Active, NO CE (so can only be sold where CE mark Is not required) | NEO-1-2 (CUFF,NEO 1,2-TUBE,WASOFT DISP,ISO 10/BX) *(This cuff ships with new SnapQuick Connector, Device Modifcation Required)*
99830 | CUFF TL DISP,VINYL,NEO2,1TUBE,SC | Neonatal | Neonatal Vinyl TL | Welch Allyn | Screw | No | Active, NO CE (so can only be sold where CE mark Is not required) | NEO-2-1 (CUFF,NEO 2,1-TUBE,WASOFT DISP,ISO 10/BX) *(This cuff ships with new SnapQuick Connector, Device Modifcation Required)*
99832 | CUFF TL DISP,VINYL,NEO1,2TUBE,MML | Neonatal | Neonatal Vinyl TL | Welch Allyn | Micro Male Luer | No | Active, NO CE (so can only be sold where CE mark Is not required) | NEO-1-2 (CUFF,NEO 1,2-TUBE,WASOFT DISP,ISO 10/BX) *(This cuff ships with new SnapQuick Connector, Device Modifcation Required)*
99833 | CUFF TL DISP,VINYL,THIGH,2TUBE,BT | Trimline | Trimline VINYL | Welch Allyn | Bare Tube | No | Active, NO CE (so can only be sold where CE mark Is not required) | No Replacement
99836 | CUFF TL DISP,VINYL,NEO4,1TUBE,MML | Neonatal | Neonatal Vinyl TL | Welch Allyn | Micro Male Luer | No | Active, NO CE (so can only be sold where CE mark Is not required) | NEO-4-1 (CUFF,NEO 4,1-TUBE,WASOFT DISP,ISO 10/BX) *(This cuff ships with new SnapQuick Connector, Device Modifcation Required)*
99837 | CUFF TL DISP,VINYL,LG ADULT,2TUBE,BT | Trimline | Trimline VINYL | Welch Allyn | Bare Tube | No | Active, NO CE (so can only be sold where CE mark Is not required) | No Replacement
99840 | CUFF TL DISP,VINYL,NEO5,2TUBE,SC | Neonatal | Neonatal Vinyl TL | Welch Allyn | Screw | No | Active, NO CE (so can only be sold where CE mark Is not required) | NEO-5-2 (CUFF,NEO 5,2-TUBE,WASOFT DISP,ISO 10/BX) *(This cuff ships with new SnapQuick Connector, Device Modifcation Required)*
99842 | CUFF TL DISP,VINYL,INFANT,2TUBE,BT | Trimline | Trimline VINYL | Welch Allyn | Bare Tube | No | Active, NO CE (so can only be sold where CE mark Is not required) | No Replacement
99844 | CUFF TL DISP,VINYL,NEO2,1TUBE,MML | Neonatal | Neonatal Vinyl TL | Welch Allyn | Micro Male Luer | No | Active, NO CE (so can only be sold where CE mark Is not required) | NEO-2-1 (CUFF,NEO 2,1-TUBE,WASOFT DISP,ISO 10/BX) *(This cuff ships with new SnapQuick Connector, Device Modifcation Required)*
99845 | CUFF TL DISP,VINYL,NEO1,1TUBE,FL | Neonatal | Neonatal Vinyl TL | Welch Allyn | Female Luer | No | Active, NO CE (so can only be sold where CE mark Is not required) | NEO-1-1 (CUFF,NEO 1,1-TUBE,WASOFT DISP,ISO 10/BX) *(This cuff ships with new SnapQuick Connector, Device Modifcation Required)*
99848 | CUFF TL DISP,VINYL,NEO4,1TUBE,ML | Neonatal | Neonatal Vinyl TL | Welch Allyn | Male Luer | No | Active, NO CE (so can only be sold where CE mark Is not required) | NEO-4-1 (CUFF,NEO 4,1-TUBE,WASOFT DISP,ISO 10/BX) *(This cuff ships with new SnapQuick Connector, Device Modifcation Required)*
99850 | CUFF TL DISP,VINYL,INFANT,2TUBE,SC | Trimline | Trimline VINYL | Welch Allyn | Screw | No | Active, NO CE (so can only be sold where CE mark Is not required) | 39010 (CUFF TL DISP,SOFT,INFANT,2TUBE,SC) or VINYL-07-2SC (CUFF, VINYL INFANT, 2-TUBE, SC)
99851 | CUFF TL DISP,VINYL,INFANT,1TUBE,SC | Trimline | Trimline VINYL | Welch Allyn | Screw | No | Active, NO CE (so can only be sold where CE mark Is not required) | 39090 (CUFF TL DISP,SOFT,INFANT,1TUBE,SC) or VINYL-07-1SC (CUFF, VINYL INFANT, 1-TUBE, SC)
99852 | CUFF TL DISP,VINYL,CHILD,2TUBE,SC | Trimline | Trimline VINYL | Welch Allyn | Screw | No | Active, NO CE (so can only be sold where CE mark Is not required) | 39011 (CUFF TL DISP,SOFT,CHILD,2TUBE,SC) or VINYL-09-2SC (CUFF, VINYL CHILD, 2-TUBE, SC)
99853 | CUFF TL DISP,VINYL,CHILD,1TUBE,SC | Trimline | Trimline VINYL | Welch Allyn | Screw | No | Active, NO CE (so can only be sold where CE mark Is not required) | 39091 (CUFF TL DISP,SOFT,CHILD,1TUBE,SC) or VINYL-09-1SC (CUFF, VINYL CHILD, 1-TUBE, SC)
99854 | CUFF TL DISP,VINYL,SM ADULT,2TUBE,SC | Trimline | Trimline VINYL | Welch Allyn | Screw | No | Active, NO CE (so can only be sold where CE mark Is not required) | 39012 (CUFF TL DISP,SOFT,SM AD,2TUBE,SC) or VINYL-10-2SC (CUFF, VINYL SM AD, 2-TUBE, SC)
99855 | CUFF TL DISP,VINYL,SM ADULT,1TUBE,SC | Trimline | Trimline VINYL | Welch Allyn | Screw | No | Active, NO CE (so can only be sold where CE mark Is not required) | 39092 (CUFF TL DISP,SOFT,SM AD,1TUBE,SC) or VINYL-10-1SC (CUFF, VINYL SM AD, 1-TUBE, SC)
99856 | CUFF TL DISP,VINYL,ADULT,2TUBE,SC | Trimline | Trimline VINYL | Welch Allyn | Screw | No | Active, NO CE (so can only be sold where CE mark Is not required) | 39023 (CUFF TL DISP,SOFT, ADULT,2TUBE,SC) or VINYL-11-2SC (CUFF, VINYL ADULT, 2-TUBE, SC)
99857 | CUFF TL DISP,VINYL,ADULT LONG,2TB,SC | Trimline | Trimline VINYL | Welch Allyn | Screw | No | Active, NO CE (so can only be sold where CE mark Is not required) | 39053(CUFF TL DISP,SOFT,AD LONG,2TUBE,SC) or VINYL-11L-2SC (CUFF, VINYL AD LONG, 2-TUBE, SC)
99858 | CUFF TL DISP,VINYL,ADULT LONG,1TB,SC | Trimline | Trimline VINYL | Welch Allyn | Screw | No | Active, NO CE (so can only be sold where CE mark Is not required) | 39093 (CUFF TL DISP,SOFT,AD LONG,1TUBE,SC) or VINYL-11L-1SC (CUFF, VINYL AD LONG, 1-TUBE, SC)
99859 | CUFF TL DISP,VINYL,ADULT,1TUBE,SC | Trimline | Trimline VINYL | Welch Allyn | Screw | No | Active, NO CE (so can only be sold where CE mark Is not required) | 39073 (CUFF TL DISP,SOFT,ADULT,1TUBE,SC) or VINYL-11-1SC (CUFF, VINYL ADULT, 1-TUBE, SC)
99860 | CUFF TL DISP,VINYL,LG ADULT,2TUBE,SC | Trimline | Trimline VINYL | Welch Allyn | Screw | No | Active, NO CE (so can only be sold where CE mark Is not required) | 39014 (CUFF TL DISP,SOFT,LG AD,2TUBE,SC) or VINYL-12-2SC (CUFF, VINYL LG AD, 2-TUBE, SC)
99861 | CUFF TL DISP,VINYL,LG AD LONG,2TB,SC | Trimline | Trimline VINYL | Welch Allyn | Screw | No | Active, NO CE (so can only be sold where CE mark Is not required) | 39071 (CUFF TL DISP,SOFT,LG AD LONG,2TUBE,SC) or VINYL-12L-2SC (CUFF, VINYL LG AD LONG, 2-TUBE, SC)
99862 | CUFF TL DISP,VINYL,LG AD LONG,1TB,SC | Trimline | Trimline VINYL | Welch Allyn | Screw | No | Active, NO CE (so can only be sold where CE mark Is not required) | 39075 (CUFF TL DISP,SOFT,LG AD LONG,1TUBE,SC) or VINYL-12L-1SC (CUFF, VINYL LG AD LONG, 1-TUBE, SC)
99863 | CUFF TL DISP,VINYL,LG ADULT,1TUBE,SC | Trimline | Trimline VINYL | Welch Allyn | Screw | No | Active, NO CE (so can only be sold where CE mark Is not required) | 39074 (CUFF TL DISP,SOFT,LG AD,1TUBE,SC) or VINYL-12-1SC (CUFF, VINYL LG AD, 1-TUBE, SC)
99864 | CUFF TL DISP,VINYL,THIGH,2TUBE,SC | Trimline | Trimline VINYL | Welch Allyn | Screw | No | Active, NO CE (so can only be sold where CE mark Is not required) | 39072 (CUFF TL DISP,SOFT,THIGH,2TUBE,SC) or VINYL-13-2SC (CUFF, VINYL THIGH, 2-TUBE, SC)
99865 | CUFF TL DISP,VINYL,THIGH,1TUBE,SC | Trimline | Trimline VINYL | Welch Allyn | Screw | No | Active, NO CE (so can only be sold where CE mark Is not required) | 39076 (CUFF TL DISP,SOFT,THIGH,1TUBE,SC) or VINYL-13-1SC (CUFF, VINYL THIGH, 1-TUBE, SC)
99866 | CUFF TL DISP,VINYL,INFANT,1TUBE,HP | Trimline | Trimline VINYL | Welch Allyn | Bayonet (aka HP, rectus, quick connect) | No | Active, NO CE (so can only be sold where CE mark Is not required) | 39045 (TL DISP, SOFT, INFANT, 1 TUBE, HP) or VINYL-07-1HP (CUFF, VINYL INFANT, 1-TUBE, HP)
99867 | CUFF TL DISP,VINYL,CHILD,1TUBE,HP | Trimline | Trimline VINYL | Welch Allyn | Bayonet (aka HP, rectus, quick connect) | No | Active, NO CE (so can only be sold where CE mark Is not required) | 39100 (TL DISP, SOFT, CHILD, 1 TUBE, HP) or VINYL-09-1HP (CUFF, VINYL CHILD, 1-TUBE, HP)
99868 | CUFF TL DISP,VINYL,SM ADULT,1TUBE,HP | Trimline | Trimline VINYL | Welch Allyn | Bayonet (aka HP, rectus, quick connect) | No | Active, NO CE (so can only be sold where CE mark Is not required) | 39085 (TL DISP, SOFT, SM AD, 1 TUBE, HP) or VINYL-10-1HP (CUFF, VINYL SM AD, 1-TUBE, HP)
99869 | CUFF TL DISP,VINYL,ADULT,1TUBE,HP | Trimline | Trimline VINYL | Welch Allyn | Bayonet (aka HP, rectus, quick connect) | No | Active, NO CE (so can only be sold where CE mark Is not required) | 39048 (TL DISP, SOFT, ADULT, 1 TUBE, HP) or VINYL-11-1HP (CUFF, VINYL ADULT, 1-TUBE, HP)
99870 | CUFF TL DISP,VINYL,ADULT LONG,1TB,HP | Trimline | Trimline VINYL | Welch Allyn | Bayonet (aka HP, rectus, quick connect) | No | Active, NO CE (so can only be sold where CE mark Is not required) | 39019 (TL DISP, SOFT, AD LONG, 1 TUBE, HP) or VINYL-11L-1HP (CUFF, VINYL AD LONG, 1-TUBE, HP)
99871 | CUFF TL DISP,VINYL,LG ADULT,1TUBE,HP | Trimline | Trimline VINYL | Welch Allyn | Bayonet (aka HP, rectus, quick connect) | No | Active, NO CE (so can only be sold where CE mark Is not required) | 39230 (TL DISP, SOFT, LG AD, 1 TUBE, HP) or VINYL-12-1HP (CUFF, VINYL LG AD, 1-TUBE, HP)
99872 | CUFF TL DISP,VINYL,LG AD LONG,1TUBE,HP | Trimline | Trimline VINYL | Welch Allyn | Bayonet (aka HP, rectus, quick connect) | No | Active, NO CE (so can only be sold where CE mark Is not required) | 39060 (TL DISP, SOFT, LG AD LONG, 1 TUBE, HP) or VINYL-12L-1HP (CUFF, VINYL LG AD LONG, 1-TUBE, HP)
99873 | CUFF TL DISP,VINYL,NEO3,2TUBE,ML | Neonatal | Neonatal Vinyl TL | Welch Allyn | Male Luer | No | Active, NO CE (so can only be sold where CE mark Is not required) | NEO-3-2 (CUFF,NEO 3,2-TUBE,WASOFT DISP,ISO 10/BX) *(This cuff ships with new SnapQuick Connector, Device Modifcation Required)*
99874 | CUFF TL DISP,VINYL,THIGH,1TUBE,HP | Trimline | Trimline VINYL | Welch Allyn | Bayonet (aka HP, rectus, quick connect) | No | Active, NO CE (so can only be sold where CE mark Is not required) | 39015 (TL DISP, SOFT, THIGH, 1 TUBE, HP) or VINYL-13-1HP (CUFF, VINYL THIGH, 1-TUBE, HP)
99875 | CUFF TL DISP,VINYL,NEO4,2TUBE,ML | Neonatal | Neonatal Vinyl TL | Welch Allyn | Male Luer | No | Active, NO CE (so can only be sold where CE mark Is not required) | NEO-4-2 (CUFF,NEO 4,2-TUBE,WASOFT DISP,ISO 10/BX) *(This cuff ships with new SnapQuick Connector, Device Modifcation Required)*
99876 | CUFF TL DISP,VINYL,INFANT,2TUBE,SCC | Trimline | Trimline VINYL | Welch Allyn | Screw | No | Active, NO CE (so can only be sold where CE mark Is not required) | 39061 (CUFF TL DISP,SOFT,INFANT,2TUBE,SCC)
99877 | CUFF TL DISP,VINYL,CHILD,2TUBE,SCC | Trimline | Trimline VINYL | Welch Allyn | Screw | No | Active, NO CE (so can only be sold where CE mark Is not required) | 39062 (CUFF TL DISP,SOFT,CHILD,2TUBE,SCC)
99878 | CUFF TL DISP,VINYL,SM ADULT,2TUBE,SCC | Trimline | Trimline VINYL | Welch Allyn | Screw | No | Active, NO CE (so can only be sold where CE mark Is not required) | 39063 (CUFF TL DISP,SOFT,SM AD,2TUBE,SCC)
99879 | CUFF TL DISP,VINYL,ADULT,2TUBE,SCC | Trimline | Trimline VINYL | Welch Allyn | Screw | No | Active, NO CE (so can only be sold where CE mark Is not required) | 39064 (CUFF TL DISP,SOFT,ADULT,2TUBE,SCC)
99880 | CUFF TL DISP,VINYL,ADULT LONG,2TB,SCC | Trimline | Trimline VINYL | Welch Allyn | Screw | No | Active, NO CE (so can only be sold where CE mark Is not required) | 39065 (CUFF TL DISP,SOFT,AD LONG,2TUBE,SCC)
99881 | CUFF TL DISP,VINYL,LG ADULT,2TUBE,SCC | Trimline | Trimline VINYL | Welch Allyn | Screw | No | Active, NO CE (so can only be sold where CE mark Is not required) | 39066 (CUFF TL DISP,SOFT,LG AD,2TUBE,SCC)
99882 | CUFF TL DISP,VINYL,ADULT,2TUBE,BVSCC | Trimline | Trimline VINYL | Welch Allyn | Screw | No | Active, NO CE (so can only be sold where CE mark Is not required) | 39122 (CUFF TL DISP,SOFT,ADULT,2TUBE,BVSCC)
99883 | CUFF TL DISP,VINYL,LG AD LONG,2TB,SCC | Trimline | Trimline VINYL | Welch Allyn | Screw | No | Active, NO CE (so can only be sold where CE mark Is not required) | 39189 (CUFF TL DISP,SOFT,LG AD LONG,2TUBE,SCC)
99884 | CUFF TL DISP,VINYL,THIGH,2TUBE,SCC | Trimline | Trimline VINYL | Welch Allyn | Screw | No | Active, NO CE (so can only be sold where CE mark Is not required) | 39218 (CUFF TL DISP,SOFT,THIGH,2TUBE,SCC)
99885 | CUFF TL DISP,VINYL,LG ADULT,2TUBE,BVSCC | Trimline | Trimline VINYL | Welch Allyn | Screw | No | Active, NO CE (so can only be sold where CE mark Is not required) | 39021 (CUFF TL DISP,SOFT,LG ADULT,2TUBE,BVSCC)
99886 | CUFF TL DISP,VINYL,ADULT LONG,2TB,BVSCC | Trimline | Trimline VINYL | Welch Allyn | Screw | No | Active, NO CE (so can only be sold where CE mark Is not required) | 39172 (CUFF TL DISP,SOFT,ADULT LONG,2TB,BVSCC)
99887 | CUFF TL DISP,VINYL,ADULT LONG,2TB,BV GGE | Trimline | Trimline VINYL | Welch Allyn | Gauge and BV | No | Active, NO CE (so can only be sold where CE mark Is not required) | 39256 (CUFF TL DISP,SOFT,ADULT LONG,2TB,BV&GGE)
99888 | CUFF TL DISP,VINYL,ADULT,2TB,BV GAUGE | Trimline | Trimline VINYL | Welch Allyn | Gauge and BV | No | Active, NO CE (so can only be sold where CE mark Is not required) | 39130 (CUFF TL DISP,SOFT,ADULT,2TB,BV&GGE)
99889 | CUFF TL DISP,VINYL,LG ADULT,2TB,BV GAUGE | Trimline | Trimline VINYL | Welch Allyn | Gauge and BV | No | Active, NO CE (so can only be sold where CE mark Is not required) | 39185 (CUFF TL DISP,SOFT,LG AD,2TB,BV&GGE)
99890 | CUFF TL DISP,VINYL,NEO2,1TUBE,ML | Neonatal | Neonatal Vinyl TL | Welch Allyn | Male Luer | No | Active, NO CE (so can only be sold where CE mark Is not required) | NEO-2-1 (CUFF,NEO 2,1-TUBE,WASOFT DISP,ISO 10/BX) *(This cuff ships with new SnapQuick Connector, Device Modifcation Required)*
99894 | CUFF TL DISP,VINYL,NEO3,2TUBE,FL | Neonatal | Neonatal Vinyl TL | Welch Allyn | Female Luer | No | Active, NO CE (so can only be sold where CE mark Is not required) | NEO-3-2 (CUFF,NEO 3,2-TUBE,WASOFT DISP,ISO 10/BX) *(This cuff ships with new SnapQuick Connector, Device Modifcation Required)*
99898 | CUFF TL DISP,VINYL,ADULT,2TUBE,BVC-BARB | Trimline | Trimline VINYL | Welch Allyn | Bulb/valve and Barb | No | Active, NO CE (so can only be sold where CE mark Is not required) | VINYL-11-2BV (CUFF, VINYL ADULT, 2-TUBE, BV)
0099-U | Connector Kit, Universal Connectivity, 1/EA | Accessory | Accessory | Welch Allyn | Various | N/A | Active, CE not needed since its an Accessory
1360N | Connector, 1/8" Hose Barb to FEMALE Neonatal Threaded, 10/PK | Accessory | Accessory | Welch Allyn | Neo Screw | N/A | Active, CE not needed since its an Accessory
1602XL | CUFF TL REUSE,1 PC,LG AD LONG,2TB,BVFL | Trimline | Trimline One-Piece Reuse | Welch Allyn | Female Luer and BV (changing to TP) | Yes | Active, CE (Bom was modified to Tri-Purpose connector instead of female luer)
1603XL | CUFF TL REUSE,1 PC,ADULT LONG,2TB,BVFL | Trimline | Trimline One-Piece Reuse | Welch Allyn | Female Luer and BV (changing to TP) | Yes | Active, CE (Bom was modified to Tri-Purpose connector instead of female luer)
1900CK | CUFF TL REUSE,1 PC,THIGH,2TUBE,SC | Trimline | Trimline One-Piece Reuse | Welch Allyn | Screw | Yes | Active, CE
1900DX | CUFF TL REUSE,1 PC,THIGH,2TUBE,MF | Trimline | Trimline One-Piece Reuse | Welch Allyn | Mated Locking (subminiature) | Yes | Active, CE
1900F | CUFF TL REUSE,1 PC,THIGH,2TUBE,FL | Trimline | Trimline One-Piece Reuse | Welch Allyn | Female Slip Luer | DISCONTINUED | DISCONTINUED | No Replacement
1900MQ | CUFF TL REUSE,1 PC,THIGH,2TUBE,MQ | Trimline | Trimline One-Piece Reuse | Welch Allyn | Locking (aka subminiature) | Yes | Active, CE
1900S | CUFF TL REUSE,1 PC,THIGH,1TUBE,FL | Trimline | Trimline One-Piece Reuse | Welch Allyn | Female Luer | DISCONTINUED | DISCONTINUED | No Replacement
1900SCK | CUFF TL REUSE,1 PC,THIGH,1TUBE,SC | Trimline | Trimline One-Piece Reuse | Welch Allyn | Screw | Yes | Active, CE
1900SDS | CUFF TL REUSE,1 PC,THIGH,1TUBE,LL | Trimline | Trimline One-Piece Reuse | Welch Allyn | Luer-Lock | DISCONTINUED | DISCONTINUED | No Replacement
1900SHP | CUFF TL REUSE,1 PC,THIGH,1TUBE,HP | Trimline | Trimline One-Piece Reuse | Welch Allyn | Bayonet (aka HP, rectus, quick connect) | Yes | Active, CE
1900SMQ | CUFF TL REUSE,1 PC,THIGH,1TUBE,MQ | Trimline | Trimline One-Piece Reuse | Welch Allyn | Locking (aka subminiature) | Yes | Active, CE
1902CK | CUFF TL REUSE,1 PC,LG ADULT,2TUBE,SC | Trimline | Trimline One-Piece Reuse | Welch Allyn | Screw | Yes | Active, CE
1902DX | CUFF TL REUSE,1 PC,LG ADULT,2TUBE,MF | Trimline | Trimline One-Piece Reuse | Welch Allyn | Mated Locking (subminiature) | Yes | Active, CE
1902F | CUFF TL REUSE,1 PC,LG ADULT,2TUBE,FL | Trimline | Trimline One-Piece Reuse | Welch Allyn | Female Slip Luer | DISCONTINUED | DISCONTINUED | No Replacement
1902MQ | CUFF TL REUSE,1 PC,LG ADULT,2TUBE,MQ | Trimline | Trimline One-Piece Reuse | Welch Allyn | Locking (aka subminiature) | Yes | Active, CE
1902S | CUFF TL REUSE,1 PC,LG ADULT,1TUBE,FL | Trimline | Trimline One-Piece Reuse | Welch Allyn | Female Luer | DISCONTINUED | DISCONTINUED | No Replacement
1902SCK | CUFF TL REUSE,1 PC,LG ADULT,1TUBE,SC | Trimline | Trimline One-Piece Reuse | Welch Allyn | Screw | Yes | Active, CE
1902SDS | CUFF TL REUSE,1 PC,LG ADULT,1TUBE,LL | Trimline | Trimline One-Piece Reuse | Welch Allyn | Luer-Lock | DISCONTINUED | DISCONTINUED | No Replacement
1902SHP | CUFF TL REUSE,1 PC,LG ADULT,1TUBE,HP | Trimline | Trimline One-Piece Reuse | Welch Allyn | Bayonet (aka HP, rectus, quick connect) | Yes | Active, CE
1902SMQ | CUFF TL REUSE,1 PC,LG ADULT,1TUBE,MQ | Trimline | Trimline One-Piece Reuse | Welch Allyn | Locking (aka subminiature) | Yes | Active, CE
1902XL | CUFF TL REUSE,1 PC,LG AD LONG,2TB,FLBT | Trimline | Trimline One-Piece Reuse | Welch Allyn | Female Luer | DISCONTINUED | DISCONTINUED | No Replacement
1902XLCK | CUFF TL REUSE,1 PC,LG AD LONG,2TB,SC | Trimline | Trimline One-Piece Reuse | Welch Allyn | Screw | Yes | Active, CE
1902XLDX | CUFF TL REUSE,1 PC,LG AD LONG,2TB,MF | Trimline | Trimline One-Piece Reuse | Welch Allyn | Mated Locking (subminiature) | Yes | Active, CE
1902XLF | CUFF TL REUSE,1 PC,LG AD LONG,2TB,FL | Trimline | Trimline One-Piece Reuse | Welch Allyn | Female Slip Luer | DISCONTINUED | DISCONTINUED | No Replacement
1902XLMQ | CUFF TL REUSE,1 PC,LG AD LONG,2TB,MQ | Trimline | Trimline One-Piece Reuse | Welch Allyn | Locking (aka subminiature) | Yes | Active, CE
1902XLS | CUFF TL REUSE,1 PC,LG AD LONG,1TB,FL | Trimline | Trimline One-Piece Reuse | Welch Allyn | Female Luer | DISCONTINUED | DISCONTINUED | No Replacement
1902XLSCK | CUFF TL REUSE,1 PC,LG AD LONG,1TB,SC | Trimline | Trimline One-Piece Reuse | Welch Allyn | Screw | Yes | Active, CE
1902XLSDS | CUFF TL REUSE,1 PC,LG AD LONG,1TB,LL | Trimline | Trimline One-Piece Reuse | Welch Allyn | Luer-Lock | DISCONTINUED | DISCONTINUED | No Replacement
1902XLSHP | CUFF TL REUSE,1 PC,LG AD LONG,1TB,HP | Trimline | Trimline One-Piece Reuse | Welch Allyn | Bayonet (aka HP, rectus, quick connect) | Yes | Active, CE
1902XLSMQ | CUFF TL REUSE,1 PC,LG AD LONG,1TB,MQ | Trimline | Trimline One-Piece Reuse | Welch Allyn | Locking (aka subminiature) | Yes | Active, CE
1903CK | CUFF TL REUSE,1 PC,ADULT,2TUBE,SC | Trimline | Trimline One-Piece Reuse | Welch Allyn | Screw | Yes | Active, CE
1903DX | CUFF TL REUSE,1 PC,ADULT,2TUBE,MF | Trimline | Trimline One-Piece Reuse | Welch Allyn | Mated Locking (subminiature) | Yes | Active, CE
1903F | CUFF TL REUSE,1 PC,ADULT,2TUBE,FL | Trimline | Trimline One-Piece Reuse | Welch Allyn | Female Slip Luer | DISCONTINUED | DISCONTINUED | No Replacement
1903MQ | CUFF TL REUSE,1 PC,ADULT,2TUBE,MQ | Trimline | Trimline One-Piece Reuse | Welch Allyn | Locking (aka subminiature) | Yes | Active, CE
1903S | CUFF TL REUSE,1 PC,ADULT,1TUBE,FL | Trimline | Trimline One-Piece Reuse | Welch Allyn | Female Luer | DISCONTINUED | DISCONTINUED | No Replacement
1903SCK | CUFF TL REUSE,1 PC,ADULT,1TUBE,SC | Trimline | Trimline One-Piece Reuse | Welch Allyn | Screw | Yes | Active, CE
1903SDS | CUFF TL REUSE,1 PC,ADULT,1TUBE,LL | Trimline | Trimline One-Piece Reuse | Welch Allyn | Luer-Lock | DISCONTINUED | DISCONTINUED | No Replacement
1903SHP | CUFF TL REUSE,1 PC,ADULT,1TUBE,HP | Trimline | Trimline One-Piece Reuse | Welch Allyn | Bayonet (aka HP, rectus, quick connect) | Yes | Active, CE
1903SMQ | CUFF TL REUSE,1 PC,ADULT,1TUBE,MQ | Trimline | Trimline One-Piece Reuse | Welch Allyn | Locking (aka subminiature) | Yes | Active, CE
1903XL | CUFF TL REUSE,1 PC,ADULT LONG,2TB,FLBT | Trimline | Trimline One-Piece Reuse | Welch Allyn | Female Luer | DISCONTINUED | DISCONTINUED | No Replacement
1903XLCK | CUFF TL REUSE,1 PC,ADULT LONG,2TB,SC | Trimline | Trimline One-Piece Reuse | Welch Allyn | Screw | Yes | Active, CE
1903XLDX | CUFF TL REUSE,1 PC,ADULT LONG,2TB,MF | Trimline | Trimline One-Piece Reuse | Welch Allyn | Mated Locking (subminiature) | Yes | Active, CE
1903XLF | CUFF TL REUSE,1 PC,ADULT LONG,2TB,FL | Trimline | Trimline One-Piece Reuse | Welch Allyn | Female Slip Luer | DISCONTINUED | DISCONTINUED | No Replacement
1903XLHP | CUFF TL REUSE,1 PC,ADULT LONG,2TB,HP | Trimline | Trimline One-Piece Reuse | Welch Allyn | Bayonet (aka HP, rectus, quick connect) | Yes | Active, CE
1903XLMQ | CUFF TL REUSE,1 PC,ADULT LONG,2TB,MQ | Trimline | Trimline One-Piece Reuse | Welch Allyn | Locking (aka subminiature) | Yes | Active, CE
1903XLS | CUFF TL REUSE,1 PC,ADULT LONG,1TB,FL | Trimline | Trimline One-Piece Reuse | Welch Allyn | Female Luer | DISCONTINUED | DISCONTINUED | No Replacement
1903XLSCK | CUFF TL REUSE,1 PC,ADULT LONG,1TB,SC | Trimline | Trimline One-Piece Reuse | Welch Allyn | Screw | Yes | Active, CE
1903XLSDS | CUFF TL REUSE,1 PC,ADULT LONG,1TB,LL | Trimline | Trimline One-Piece Reuse | Welch Allyn | Luer-Lock | DISCONTINUED | DISCONTINUED | No Replacement
1903XLSHP | CUFF TL REUSE,1 PC,ADULT LONG,1TB,HP | Trimline | Trimline One-Piece Reuse | Welch Allyn | Bayonet (aka HP, rectus, quick connect) | Yes | Active, CE
1903XLSMQ | CUFF TL REUSE,1 PC,ADULT LONG,1TB,MQ | Trimline | Trimline One-Piece Reuse | Welch Allyn | Locking (aka subminiature) | Yes | Active, CE
1904CK | CUFF TL REUSE,1 PC,SM ADULT,2TUBE,SC | Trimline | Trimline One-Piece Reuse | Welch Allyn | Screw | Yes | Active, CE
1904DX | CUFF TL REUSE,1 PC,SM ADULT,2TUBE,MF | Trimline | Trimline One-Piece Reuse | Welch Allyn | Mated Locking (subminiature) | Yes | Active, CE
1904F | CUFF TL REUSE,1 PC,SM ADULT,2TUBE,FL | Trimline | Trimline One-Piece Reuse | Welch Allyn | Female Slip Luer | DISCONTINUED | DISCONTINUED | No Replacement
1904MQ | CUFF TL REUSE,1 PC,SM ADULT,2TUBE,MQ | Trimline | Trimline One-Piece Reuse | Welch Allyn | Locking (aka subminiature) | Yes | Active, CE
1904S | CUFF TL REUSE,1 PC,SM ADULT,1TUBE,FL | Trimline | Trimline One-Piece Reuse | Welch Allyn | Female Luer | DISCONTINUED | DISCONTINUED | No Replacement
1904SCK | CUFF TL REUSE,1 PC,SM ADULT,1TUBE,SC | Trimline | Trimline One-Piece Reuse | Welch Allyn | Screw | Yes | Active, CE
1904SDS | CUFF TL REUSE,1 PC,SM ADULT,1TUBE,LL | Trimline | Trimline One-Piece Reuse | Welch Allyn | Luer-Lock | DISCONTINUED | DISCONTINUED | No Replacement
1904SHP | CUFF TL REUSE,1 PC,SM ADULT,1TUBE,HP | Trimline | Trimline One-Piece Reuse | Welch Allyn | Bayonet (aka HP, rectus, quick connect) | Yes | Active, CE
1904SMQ | CUFF TL REUSE,1 PC,SM ADULT,1TUBE,MQ | Trimline | Trimline One-Piece Reuse | Welch Allyn | Locking (aka subminiature) | Yes | Active, CE
1905CK | CUFF TL REUSE,1 PC,CHILD,2TUBE,SC | Trimline | Trimline One-Piece Reuse | Welch Allyn | Screw | Yes | Active, CE
1905DX | CUFF TL REUSE,1 PC,CHILD,2TUBE,MF | Trimline | Trimline One-Piece Reuse | Welch Allyn | Mated Locking (subminiature) | Yes | Active, CE
1905F | CUFF TL REUSE,1 PC,CHILD,2TUBE,FL | Trimline | Trimline One-Piece Reuse | Welch Allyn | Female Slip Luer | DISCONTINUED | DISCONTINUED | No Replacement
1905MQ | CUFF TL REUSE,1 PC,CHILD,2TUBE,MQ | Trimline | Trimline One-Piece Reuse | Welch Allyn | Locking (aka subminiature) | Yes | Active, CE
1905S | CUFF TL REUSE,1 PC,CHILD,1TUBE,FL | Trimline | Trimline One-Piece Reuse | Welch Allyn | Female Luer | DISCONTINUED | DISCONTINUED | No Replacement
1905SCK | CUFF TL REUSE,1 PC,CHILD,1TUBE,SC | Trimline | Trimline One-Piece Reuse | Welch Allyn | Screw | Yes | Active, CE
1905SDS | CUFF TL REUSE,1 PC,CHILD,1TUBE,LL | Trimline | Trimline One-Piece Reuse | Welch Allyn | Luer-Lock | DISCONTINUED | DISCONTINUED | No Replacement
1905SHP | CUFF TL REUSE,1 PC,CHILD,1TUBE,HP | Trimline | Trimline One-Piece Reuse | Welch Allyn | Bayonet (aka HP, rectus, quick connect) | Yes | Active, CE
1905SMQ | CUFF TL REUSE,1 PC,CHILD,1TUBE,MQ | Trimline | Trimline One-Piece Reuse | Welch Allyn | Locking (aka subminiature) | Yes | Active, CE
1906CK | CUFF TL REUSE,1 PC,INFANT,2TUBE,SC | Trimline | Trimline One-Piece Reuse | Welch Allyn | Screw | Yes | Active, CE
1906DX | CUFF TL REUSE,1 PC,INFANT,2TUBE,MF | Trimline | Trimline One-Piece Reuse | Welch Allyn | Mated Locking (subminiature) | Yes | Active, CE
1906F | CUFF TL REUSE,1 PC,INFANT,2TUBE,FL | Trimline | Trimline One-Piece Reuse | Welch Allyn | Female Slip Luer | DISCONTINUED | DISCONTINUED | No Replacement
1906MQ | CUFF TL REUSE,1 PC,INFANT,2TUBE,MQ | Trimline | Trimline One-Piece Reuse | Welch Allyn | Locking (aka subminiature) | Yes | Active, CE
1906S | CUFF TL REUSE,1 PC,INFANT,1TUBE,FL | Trimline | Trimline One-Piece Reuse | Welch Allyn | Female Luer | DISCONTINUED | DISCONTINUED | No Replacement
1906SCK | CUFF TL REUSE,1 PC,INFANT,1TUBE,SC | Trimline | Trimline One-Piece Reuse | Welch Allyn | Screw | Yes | Active, CE
1906SDS | CUFF TL REUSE,1 PC,INFANT,1TUBE,LL | Trimline | Trimline One-Piece Reuse | Welch Allyn | Luer-Lock | DISCONTINUED | DISCONTINUED | No Replacement
1906SHP | CUFF TL REUSE,1 PC,INFANT,1TUBE,HP | Trimline | Trimline One-Piece Reuse | Welch Allyn | Bayonet (aka HP, rectus, quick connect) | Yes | Active, CE
1906SMQ | CUFF TL REUSE,1 PC,INFANT,1TUBE,MQ | Trimline | Trimline One-Piece Reuse | Welch Allyn | Locking (aka subminiature) | Yes | Active, CE
1950F | CUFF TL REUSE,2 PC,THIGH,2TUBE,FL | Trimline | Trimline Two-Piece Reuse | Welch Allyn | Female Slip Luer | No | Active, NO CE (so can only be sold where CE mark Is not required) | No Replacement
1950S | CUFF TL REUSE,2 PC,THIGH,1TUBE,FL | Trimline | Trimline Two-Piece Reuse | Welch Allyn | Female Luer | No | Active, NO CE (so can only be sold where CE mark Is not required) | No Replacement
1952F | CUFF TL REUSE,2 PC,LG ADULT,2TUBE,FL | Trimline | Trimline Two-Piece Reuse | Welch Allyn | Female Slip Luer | No | Active, NO CE (so can only be sold where CE mark Is not required) | No Replacement
1952S | CUFF TL REUSE,2 PC,LG ADULT,1TUBE,FL | Trimline | Trimline Two-Piece Reuse | Welch Allyn | Female Luer | No | Active, NO CE (so can only be sold where CE mark Is not required) | No Replacement
1953F | CUFF TL REUSE,2 PC,ADULT,2TUBE,FL | Trimline | Trimline Two-Piece Reuse | Welch Allyn | Female Slip Luer | No | Active, NO CE (so can only be sold where CE mark Is not required) | No Replacement
1953S | CUFF TL REUSE,2 PC,ADULT,1TUBE,FL | Trimline | Trimline Two-Piece Reuse | Welch Allyn | Female Luer | No | Active, NO CE (so can only be sold where CE mark Is not required) | No Replacement
1954F | CUFF TL REUSE,2 PC,SM ADULT,2TUBE,FL | Trimline | Trimline Two-Piece Reuse | Welch Allyn | Female Slip Luer | No | Active, NO CE (so can only be sold where CE mark Is not required) | No Replacement
1954S | CUFF TL REUSE,2 PC,SM ADULT,1TUBE,FL | Trimline | Trimline Two-Piece Reuse | Welch Allyn | Female Luer | No | Active, NO CE (so can only be sold where CE mark Is not required) | No Replacement
1955F | CUFF TL REUSE,2 PC,CHILD,2TUBE,FL | Trimline | Trimline Two-Piece Reuse | Welch Allyn | Female Slip Luer | No | Active, NO CE (so can only be sold where CE mark Is not required) | No Replacement
1955S | CUFF TL REUSE,2 PC,CHILD,1TUBE,FL | Trimline | Trimline Two-Piece Reuse | Welch Allyn | Female Luer | No | Active, NO CE (so can only be sold where CE mark Is not required) | No Replacement
1956F | CUFF TL REUSE,2 PC,INFANT,2TUBE,FL | Trimline | Trimline Two-Piece Reuse | Welch Allyn | Female Slip Luer | No | Active, NO CE (so can only be sold where CE mark Is not required) | No Replacement
1956S | CUFF TL REUSE,2 PC,INFANT,1TUBE,FL | Trimline | Trimline Two-Piece Reuse | Welch Allyn | Female Luer | No | Active, NO CE (so can only be sold where CE mark Is not required) | No Replacement
1-BARB | BP PORT FITTING,1-TUBE,BARBS | FlexiPort Accessory | FlexiPort Accessory | Welch Allyn | Barb | N/A | Active, CE not needed since its an Accessory
1-HP | BP PORT FITTING,1-TUBE,BAYONET | FlexiPort Accessory | FlexiPort Accessory | Welch Allyn | Bayonet (aka HP, rectus, quick connect) | N/A | Active, CE not needed since its an Accessory
1-MQ | BP PORT FITTING,1-TUBE,LOCKING | FlexiPort Accessory | FlexiPort Accessory | Welch Allyn | Locking (aka subminiature) | N/A | Active, CE not needed since its an Accessory
1-NK | BP PORT FITTING,1-TUBE,MALE LOCKING | FlexiPort Accessory | FlexiPort Accessory | Welch Allyn | Locking (aka subminiature) | N/A | Active, CE not needed since its an Accessory
1-SC | BP PORT FITTING,1-TUBE,SCREW | FlexiPort Accessory | FlexiPort Accessory | Welch Allyn | Screw | N/A | Active, CE not needed since its an Accessory
1-TPL | BP PORT FITTING,1TUBE,TRI-PURP | FlexiPort Accessory | FlexiPort Accessory | Welch Allyn | Tri-Purpose | N/A | Active, CE not needed since its an Accessory
1-TPLE | BP PORT FITTING,1-TB,LG EURO | FlexiPort Accessory | FlexiPort Accessory | Welch Allyn | Tri-Purpose | N/A | Active, CE not needed since its an Accessory
1-TPS | BP PORT FITTING,1TUBE,TRI-PURP | FlexiPort Accessory | FlexiPort Accessory | Welch Allyn | Tri-Purpose | N/A | Active, CE not needed since its an Accessory
1-TPSE | BP PORT FITTING,1-TB,SM EURO | FlexiPort Accessory | FlexiPort Accessory | Welch Allyn | Tri-Purpose | N/A | Active, CE not needed since its an Accessory
2102XL | BAINBRIDGE SPHYG W/LG ADULT LONG CUFF | Trimline | Trimline Two-Piece Reuse | Welch Allyn | N/A | No | Active, NO CE (so can only be sold where CE mark Is not required) | DS44 (DURASHOCK DS44 GAUGE ONLY) & REUSE-12L (WA, REAUSABLE,LG AD LONG)
2103XL | BAINBRIDGE SPHYG W/ADULT LONG CUFF | Trimline | Trimline Two-Piece Reuse | Welch Allyn | N/A | No | Active, NO CE (so can only be sold where CE mark Is not required) | DS44 (DURASHOCK DS44 GAUGE ONLY) & REUSE-11 (WA, REAUSABLE, AD LONG)
2700S | BLADDER ONLY,TL BALANCED,THIGH,1TUBE | Trimline | Trimline Two-Piece Reuse | Welch Allyn | Female Luer Slip | No | Active, NO CE (so can only be sold where CE mark Is not required) | Change BOM to Tri-Purpose
2702S | BLADDER ONLY,TL BALANCED,LG ADULT,1TUBE | Trimline | Trimline Two-Piece Reuse | Welch Allyn | Female Luer Slip | No | Active, NO CE (so can only be sold where CE mark Is not required) | Change BOM to Tri-Purpose
2703S | BLADDER ONLY,TL BALANCED,ADULT,1TUBE | Trimline | Trimline Two-Piece Reuse | Welch Allyn | Female Luer Slip | No | Active, NO CE (so can only be sold where CE mark Is not required) | Change BOM to Tri-Purpose
2704S | BLADDER ONLY,TL BALANCED,SM ADULT,1TUBE | Trimline | Trimline Two-Piece Reuse | Welch Allyn | Female Luer Slip | No | Active, NO CE (so can only be sold where CE mark Is not required) | Change BOM to Tri-Purpose
2705S | BLADDER ONLY,TL BALANCED,CHILD,1TUBE | Trimline | Trimline Two-Piece Reuse | Welch Allyn | Female Luer Slip | No | Active, NO CE (so can only be sold where CE mark Is not required) | Change BOM to Tri-Purpose
2-BARB | BP PORT FITTING,2-TUBES,BARBS | FlexiPort Accessory | FlexiPort Accessory | Welch Allyn | Barb | N/A | Active, CE not needed since its an Accessory
2-BVD | BP PORT FITTING,2TUBE,ECON BLB | FlexiPort Accessory | FlexiPort Accessory | Welch Allyn | Tri-Purpose | N/A | Active, CE not needed since its an Accessory
2-BVDC | BP PORT FITTING,2 TUBE,ECONCLMP | FlexiPort Accessory | FlexiPort Accessory | Welch Allyn | Tri-Purpose | N/A | Active, CE not needed since its an Accessory
2-BVL | BP PORT FITTING,2-TUBE,LG BULB | FlexiPort Accessory | FlexiPort Accessory | Welch Allyn | Tri-Purpose | N/A | Active, CE not needed since its an Accessory
2-BVLC | BP PORT FITTING,2-TB,LG BLB & CL | FlexiPort Accessory | FlexiPort Accessory | Welch Allyn | Tri-Purpose | N/A | Active, CE not needed since its an Accessory
2-BVS | BP PORT FITTING,2-TUBE, SM BULB | FlexiPort Accessory | FlexiPort Accessory | Welch Allyn | Tri-Purpose | N/A | Active, CE not needed since its an Accessory
2-BVSC | BP PORT FITTING,2-TB,SM BLB & CL | FlexiPort Accessory | FlexiPort Accessory | Welch Allyn | Tri-Purpose | N/A | Active, CE not needed since its an Accessory
2-MF | BP PORT FITTING,2 TB,M/F LOCK | FlexiPort Accessory | FlexiPort Accessory | Welch Allyn | Mated Locking (subminiature) | N/A | Active, CE not needed since its an Accessory
2-MQ | BP PORT FITTING,2-TUBE,LOCKING | FlexiPort Accessory | FlexiPort Accessory | Welch Allyn | Locking (aka subminiature) | N/A | Active, CE not needed since its an Accessory
2-SC | BP PORT FITTING,2-TUBE,SCREW | FlexiPort Accessory | FlexiPort Accessory | Welch Allyn | Screw | N/A | Active, CE not needed since its an Accessory
2-SCC | BP PORT FITTING,2-TB,SC & CLAMP | FlexiPort Accessory | FlexiPort Accessory | Welch Allyn | Screw and Clamp | N/A | Active, CE not needed since its an Accessory
2-SRC | BP PORT FITTING,2-TUBE, FOR SRC | FlexiPort Accessory | FlexiPort Accessory | Welch Allyn | Tri-Purpose | N/A | Active, CE not needed since its an Accessory
2-TP | BP PORT FITTING,2TUBE,TRI-PURP | FlexiPort Accessory | FlexiPort Accessory | Welch Allyn | Tri-Purpose | N/A | Active, CE not needed since its an Accessory
2-TPLE | BP PORT FITTING,2-TB,LG EURO | FlexiPort Accessory | FlexiPort Accessory | Welch Allyn | Tri-Purpose | N/A | Active, CE not needed since its an Accessory
2-TPSE | 3P PORT FITTING,2-TB,SM EURO | FlexiPort Accessory | FlexiPort Accessory | Welch Allyn | Tri-Purpose | N/A | Active, CE not needed since its an Accessory
3200CK | CUFF TL REUSE,2 PC,THIGH,2TUBE,SC | Trimline | Trimline Two-Piece Reuse | Welch Allyn | Screw | No | Active, NO CE (so can only be sold where CE mark Is not required) | 3600CK (CUFF TL REUSE,1 PC,THIGH,2TUBE,SC) or REUSE-13-2SC (CUFF, REUS, THIGH, 2-TUBE, SC)
3200MQ | CUFF TL REUSE,2 PC,THIGH,2TUBE,MQ | Trimline | Trimline Two-Piece Reuse | Welch Allyn | Locking (aka subminiature) | No | Active, NO CE (so can only be sold where CE mark Is not required) | 3600MQ (CUFF TL REUSE,1 PC,THIGH,2TUBE,MQ) or REUSE-13-2MQ (CUFF, REUS, THIGH, 2-TUBE, MQ)
3200SCK | CUFF TL REUSE,2 PC,THIGH,1TUBE,SC | Trimline | Trimline Two-Piece Reuse | Welch Allyn | Screw | No | Active, NO CE (so can only be sold where CE mark Is not required) | 3600SCK (CUFF TL REUSE,1 PC,THIGH,1TUBE,SC) or REUSE-13-1SC (CUFF, REUS, THIGH, 1-TUBE, SC)
3200SDS | CUFF TL REUSE,2 PC,THIGH,1TUBE,LL | Trimline | Trimline Two-Piece Reuse | Welch Allyn | Luer-Lock | No | Active, NO CE (so can only be sold where CE mark Is not required) | No Replacement
3200SHP | CUFF TL REUSE,2 PC,THIGH,1TUBE,HP | Trimline | Trimline Two-Piece Reuse | Welch Allyn | Bayonet (aka HP, rectus, quick connect) | No | Active, NO CE (so can only be sold where CE mark Is not required) | 3600SHP (CUFF TL REUSE,1 PC,THIGH,1TUBE,HP) or REUSE-13-1HP (CUFF, REUS, THIGH, 1-TUBE, HP)
3200SM | CUFF TL REUSE,2 PC,THIGH,1TUBE,ML | Trimline | Trimline Two-Piece Reuse | Welch Allyn | male luer slip | No | Active, NO CE (so can only be sold where CE mark Is not required) | No Replacement
3200SMQ | CUFF TL REUSE,2 PC,THIGH,1TUBE,MQ | Trimline | Trimline Two-Piece Reuse | Welch Allyn | Locking (aka subminiature) | No | Active, NO CE (so can only be sold where CE mark Is not required) | 3600SMQ (CUFF TL REUSE,1 PC,THIGH,1TUBE,MQ) or REUSE-13-1MQ (CUFF, REUS, THIGH, 1-TUBE, MQ)
3202CK | CUFF TL REUSE,2 PC,LG ADULT,2TUBE,SC | Trimline | Trimline Two-Piece Reuse | Welch Allyn | Screw | No | Active, NO CE (so can only be sold where CE mark Is not required) | 3602CK (CUFF TL REUSE,1 PC,LG AD,2TUBE,SC) or REUSE-12-2SC (CUFF, REUS, LG AD, 2-TUBE, SC)
3202MQ | CUFF TL REUSE,2 PC,LG ADULT,2TUBE,MQ | Trimline | Trimline Two-Piece Reuse | Welch Allyn | Locking (aka subminiature) | No | Active, NO CE (so can only be sold where CE mark Is not required) | 3602MQ (CUFF TL REUSE,1 PC,LG AD,2TUBE,MQ) or REUSE-12-2MQ (CUFF, REUS, LG AD, 2-TUBE, MQ)
3202SCK | CUFF TL REUSE,2 PC,LG ADULT,1TUBE,SC | Trimline | Trimline Two-Piece Reuse | Welch Allyn | Screw | No | Active, NO CE (so can only be sold where CE mark Is not required) | 3602SCK (CUFF TL REUSE,1 PC,LG AD,1TUBE,SC) or REUSE-12-1SC (CUFF, REUS, LG AD, 1-TUBE, SC)
3202SDS | CUFF TL REUSE,2 PC,LG ADULT,1TUBE,LL | Trimline | Trimline Two-Piece Reuse | Welch Allyn | Luer-Lock | No | Active, NO CE (so can only be sold where CE mark Is not required) | No Replacement
3202SHP | CUFF TL REUSE,2 PC,LG ADULT,1TUBE,HP | Trimline | Trimline Two-Piece Reuse | Welch Allyn | Bayonet (aka HP, rectus, quick connect) | No | Active, NO CE (so can only be sold where CE mark Is not required) | 3602SHP (CUFF TL REUSE,1 PC,LG AD,1TUBE,HP) or REUSE-12-1HP (CUFF, REUS, LG AD, 1-TUBE, HP)
3202SM | CUFF TL REUSE,2 PC,LG ADULT,1TUBE,ML | Trimline | Trimline Two-Piece Reuse | Welch Allyn | male luer slip | No | Active, NO CE (so can only be sold where CE mark Is not required) | No Replacement
3202SMQ | CUFF TL REUSE,2 PC,LG ADULT,1TUBE,MQ | Trimline | Trimline Two-Piece Reuse | Welch Allyn | Locking (aka subminiature) | No | Active, NO CE (so can only be sold where CE mark Is not required) | 3602SMQ (CUFF TL REUSE,1 PC,LG AD,1TUBE,MQ) or REUSE-12-1MQ (CUFF, REUS, LG AD, 1-TUBE, MQ)
3202XLCK | CUFF TL REUSE,2 PC,LG AD LONG,2TB,SC | Trimline | Trimline Two-Piece Reuse | Welch Allyn | Screw | No | Active, NO CE (so can only be sold where CE mark Is not required) | 3602XLCK (CUFF TL REUSE,1 PC,LG AD LONG,2TUBE,SC) or REUSE-12L-2SC (CUFF, REUS, LG AD LONG, 2-TUBE, SC)
3202XLMQ | CUFF TL REUSE,2 PC,LG AD LONG,2TB,MQ | Trimline | Trimline Two-Piece Reuse | Welch Allyn | Locking (aka subminiature) | No | Active, NO CE (so can only be sold where CE mark Is not required) | 3602XLMQ (CUFF TL REUSE,1 PC,LG AD LONG,2TUBE,MQ) or REUSE-12L-2MQ (CUFF, REUS, LG AD LONG, 2-TUBE, MQ)
3202XLSCK | CUFF TL REUSE,2 PC,LG AD LONG,1TB,SC | Trimline | Trimline Two-Piece Reuse | Welch Allyn | Screw | No | Active, NO CE (so can only be sold where CE mark Is not required) | 3602XLSCK (CUFF TL REUSE,1 PC,LG AD LONG,1TUBE,SC) or REUSE-12L-1SC (CUFF, REUS, LG AD LONG, 1-TUBE, SC)
3202XLSDS | CUFF TL REUSE,2 PC,LG AD LONG,1TB,LL | Trimline | Trimline Two-Piece Reuse | Welch Allyn | Luer-Lock | No | Active, NO CE (so can only be sold where CE mark Is not required) | No Replacement
3202XLSHP | CUFF TL REUSE,2 PC,LG AD LONG,1TB,HP | Trimline | Trimline Two-Piece Reuse | Welch Allyn | Bayonet (aka HP, rectus, quick connect) | No | Active, NO CE (so can only be sold where CE mark Is not required) | 3602XLSHP (CUFF TL REUSE,1 PC,LG AD LONG,1TUBE,HP) or REUSE-12L-1HP (CUFF, REUS, LG AD LONG, 1-TUBE, HP)
3202XLSM | CUFF TL REUSE,2 PC,LG AD LONG,1TB,ML | Trimline | Trimline Two-Piece Reuse | Welch Allyn | male luer slip | No | Active, NO CE (so can only be sold where CE mark Is not required) | No Replacement
3202XLSMQ | CUFF TL REUSE,2 PC,LG AD LONG,1TB,MQ | Trimline | Trimline Two-Piece Reuse | Welch Allyn | Locking (aka subminiature) | No | Active, NO CE (so can only be sold where CE mark Is not required) | 3602XLSMQ (CUFF TL REUSE,1 PC,LG AD LONG,1TUBE,MQ) or REUSE-12L-1MQ (CUFF, REUS, LG AD LONG, 1-TUBE, MQ)
3203CK | CUFF TL REUSE,2 PC,ADULT,2TUBE,SC | Trimline | Trimline Two-Piece Reuse | Welch Allyn | Screw | No | Active, NO CE (so can only be sold where CE mark Is not required) | 3603CK (CUFF TL REUSE,1 PC,ADULT,2TUBE,SC) or REUSE-11-2SC (CUFF, REUS, ADULT, 2-TUBE, SC)
3203MQ | CUFF TL REUSE,2 PC,ADULT,2TUBE,MQ | Trimline | Trimline Two-Piece Reuse | Welch Allyn | Locking (aka subminiature) | No | Active, NO CE (so can only be sold where CE mark Is not required) | 3603MQ (CUFF TL REUSE,1 PC,ADULT,2TUBE,MQ) or REUSE-11-2MQ (CUFF, REUS, ADULT, 2-TUBE, MQ)
3203SCK | CUFF TL REUSE,2 PC,ADULT,1TUBE,SC | Trimline | Trimline Two-Piece Reuse | Welch Allyn | Screw | No | Active, NO CE (so can only be sold where CE mark Is not required) | 3603SCK (CUFF TL REUSE,1 PC,ADULT,1TUBE,SC) or REUSE-11-1SC (CUFF, REUS, ADULT, 1-TUBE, SC)
3203SDS | CUFF TL REUSE,2 PC,ADULT,1TUBE,LL | Trimline | Trimline Two-Piece Reuse | Welch Allyn | Luer-Lock | No | Active, NO CE (so can only be sold where CE mark Is not required) | No Replacement
3203SHP | CUFF TL REUSE,2 PC,ADULT,1TUBE,HP | Trimline | Trimline Two-Piece Reuse | Welch Allyn | Bayonet (aka HP, rectus, quick connect) | No | Active, NO CE (so can only be sold where CE mark Is not required) | 3603SHP (CUFF TL REUSE,1 PC,ADULT,1TUBE,HP) or REUSE-11-1HP (CUFF, REUS, ADULT, 1-TUBE, HP)
3203SM | CUFF TL REUSE,2 PC,ADULT,1TUBE,ML | Trimline | Trimline Two-Piece Reuse | Welch Allyn | male luer slip | No | Active, NO CE (so can only be sold where CE mark Is not required) | No Replacement
3203SMQ | CUFF TL REUSE,2 PC,ADULT,1TUBE,MQ | Trimline | Trimline Two-Piece Reuse | Welch Allyn | Locking (aka subminiature) | No | Active, NO CE (so can only be sold where CE mark Is not required) | 3603SMQ (CUFF TL REUSE,1 PC,ADULT,1TUBE,MQ) or REUSE-11-1MQ (CUFF, REUS, ADULT, 1-TUBE, MQ)
3203XLCK | CUFF TL REUSE,2 PC,ADULT LONG,2TB,SC | Trimline | Trimline Two-Piece Reuse | Welch Allyn | Screw | No | Active, NO CE (so can only be sold where CE mark Is not required) | 3603XLCK (CUFF TL REUSE,1 PC,AD LONG,2TUBE,SC) or REUSE-11L-2SC (CUFF, REUS, AD LONG, 2-TUBE, SC)
3203XLMQ | CUFF TL REUSE,2 PC,ADULT LONG,2TB,MQ | Trimline | Trimline Two-Piece Reuse | Welch Allyn | Locking (aka subminiature) | No | Active, NO CE (so can only be sold where CE mark Is not required) | 3603XLMQ (CUFF TL REUSE,1 PC,AD LONG,2TUBE,MQ) or REUSE-11L-2MQ (CUFF, REUS, AD LONG, 2-TUBE, MQ)
3203XLSCK | CUFF TL REUSE,2 PC,ADULT LONG,1TB,SC | Trimline | Trimline Two-Piece Reuse | Welch Allyn | Screw | No | Active, NO CE (so can only be sold where CE mark Is not required) | 3603XLSCK (CUFF TL REUSE,1 PC,AD LONG,1TUBE,SC) or REUSE-11L-1SC (CUFF, REUS, AD LONG, 1-TUBE, SC)
3203XLSDS | CUFF TL REUSE,2 PC,ADULT LONG,1TB,LL | Trimline | Trimline Two-Piece Reuse | Welch Allyn | Luer-Lock | No | Active, NO CE (so can only be sold where CE mark Is not required) | No Replacement
3203XLSHP | CUFF TL REUSE,2 PC,ADULT LONG,1TB,HP | Trimline | Trimline Two-Piece Reuse | Welch Allyn | Bayonet (aka HP, rectus, quick connect) | No | Active, NO CE (so can only be sold where CE mark Is not required) | 3603XLSHP (CUFF TL REUSE,1 PC,AD LONG,1TUBE,HP) or REUSE-11L-1HP (CUFF, REUS, AD LONG, 1-TUBE, HP)
3203XLSM | CUFF TL REUSE,2 PC,ADULT LONG,1TB,ML | Trimline | Trimline Two-Piece Reuse | Welch Allyn | male luer slip | No | Active, NO CE (so can only be sold where CE mark Is not required) | No Replacement
3203XLSMQ | CUFF TL REUSE,2 PC,ADULT LONG,1TB,MQ | Trimline | Trimline Two-Piece Reuse | Welch Allyn | Locking (aka subminiature) | No | Active, NO CE (so can only be sold where CE mark Is not required) | 3603XLSMQ (CUFF TL REUSE,1 PC,AD LONG,1TUBE,MQ) or REUSE-11L-1MQ (CUFF, REUS, AD LONG, 1-TUBE, MQ)
3204CK | CUFF TL REUSE,2 PC,SM ADULT,2TUBE,SC | Trimline | Trimline Two-Piece Reuse | Welch Allyn | Screw | No | Active, NO CE (so can only be sold where CE mark Is not required) | 3604CK (CUFF TL REUSE,1 PC,SM AD,2TUBE,SC) or REUSE-10-2SC (CUFF, REUS, SM AD, 2-TUBE, SC)
3204MQ | CUFF TL REUSE,2 PC,SM ADULT,2TUBE,MQ | Trimline | Trimline Two-Piece Reuse | Welch Allyn | Locking (aka subminiature) | No | Active, NO CE (so can only be sold where CE mark Is not required) | 3604MQ (CUFF TL REUSE,1 PC,SM AD,2TUBE,MQ) or REUSE-10-2MQ (CUFF, REUS, SM AD, 2-TUBE, MQ)
3204SCK | CUFF TL REUSE,2 PC,SM ADULT,1TUBE,SC | Trimline | Trimline Two-Piece Reuse | Welch Allyn | Screw | No | Active, NO CE (so can only be sold where CE mark Is not required) | 3604SCK (CUFF TL REUSE,1 PC,SM AD,1TUBE,SC) or REUSE-10-1SC (CUFF, REUS, SM AD, 1-TUBE, SC)
3204SDS | CUFF TL REUSE,2 PC,SM ADULT,1TUBE,LL | Trimline | Trimline Two-Piece Reuse | Welch Allyn | Luer-Lock | No | Active, NO CE (so can only be sold where CE mark Is not required) | No Replacement
3204SHP | CUFF TL REUSE,2 PC,SM ADULT,1TUBE,HP | Trimline | Trimline Two-Piece Reuse | Welch Allyn | Bayonet (aka HP, rectus, quick connect) | No | Active, NO CE (so can only be sold where CE mark Is not required) | 3604SHP (CUFF TL REUSE,1 PC,SM AD,1TUBE,HP) or REUSE-10-1HP (CUFF, REUS, SM AD, 1-TUBE, HP)
3204SM | CUFF TL REUSE,2 PC,SM ADULT,1TUBE,ML | Trimline | Trimline Two-Piece Reuse | Welch Allyn | male luer slip | No | Active, NO CE (so can only be sold where CE mark Is not required) | No Replacement
3204SMQ | CUFF TL REUSE,2 PC,SM ADULT,1TUBE,MQ | Trimline | Trimline Two-Piece Reuse | Welch Allyn | Locking (aka subminiature) | No | Active, NO CE (so can only be sold where CE mark Is not required) | 3604SMQ (CUFF TL REUSE,1 PC,SM AD,1TUBE,MQ) or REUSE-10-1MQ (CUFF, REUS, SM AD, 1-TUBE, MQ)
3205CK | CUFF TL REUSE,2 PC,CHILD,2TUBE,SC | Trimline | Trimline Two-Piece Reuse | Welch Allyn | Screw | No | Active, NO CE (so can only be sold where CE mark Is not required) | 3605CK (CUFF TL REUSE,1 PC,CHILD,2TUBE,SC) or REUSE-09-2SC (CUFF, REUS, CHILD, 2-TUBE, SC)
3205MQ | CUFF TL REUSE,2 PC,CHILD,2TUBE,MQ | Trimline | Trimline Two-Piece Reuse | Welch Allyn | Locking (aka subminiature) | No | Active, NO CE (so can only be sold where CE mark Is not required) | 3605MQ (CUFF TL REUSE,1 PC,CHILD,2TUBE,MQ) or REUSE-09-2MQ (CUFF, REUS, CHILD, 2-TUBE, MQ)
3205SCK | CUFF TL REUSE,2 PC,CHILD,1TUBE,SC | Trimline | Trimline Two-Piece Reuse | Welch Allyn | Screw | No | Active, NO CE (so can only be sold where CE mark Is not required) | 3605SCK (CUFF TL REUSE,1 PC,CHILD,1TUBE,SC) or REUSE-09-1SC (CUFF, REUS, CHILD, 1-TUBE, SC)
3205SDS | CUFF TL REUSE,2 PC,CHILD,1TUBE,LL | Trimline | Trimline Two-Piece Reuse | Welch Allyn | Luer-Lock | No | Active, NO CE (so can only be sold where CE mark Is not required) | No Replacement
3205SHP | CUFF TL REUSE,2 PC,CHILD,1TUBE,HP | Trimline | Trimline Two-Piece Reuse | Welch Allyn | Bayonet (aka HP, rectus, quick connect) | No | Active, NO CE (so can only be sold where CE mark Is not required) | 3605SHP (CUFF TL REUSE,1 PC,CHILD,1TUBE,HP) or REUSE-09-1HP (CUFF, REUS, CHILD, 1-TUBE, HP)
3205SM | CUFF TL REUSE,2 PC,CHILD,1TUBE,ML | Trimline | Trimline Two-Piece Reuse | Welch Allyn | male luer slip | No | Active, NO CE (so can only be sold where CE mark Is not required) | No Replacement
3205SMQ | CUFF TL REUSE,2 PC,CHILD,1TUBE,MQ | Trimline | Trimline Two-Piece Reuse | Welch Allyn | Locking (aka subminiature) | No | Active, NO CE (so can only be sold where CE mark Is not required) | 3605SMQ (CUFF TL REUSE,1 PC,CHILD,1TUBE,MQ) or REUSE-09-1MQ (CUFF, REUS, CHILD, 1-TUBE, MQ)
3206CK | CUFF TL REUSE,2 PC,INFANT,2TUBE,SC | Trimline | Trimline Two-Piece Reuse | Welch Allyn | Screw | No | Active, NO CE (so can only be sold where CE mark Is not required) | 3606CK (CUFF TL REUSE,1 PC,INFANT,2TUBE,SC) or REUSE-07-2SC (CUFF, REUS, INFANT, 2-TUBE, SC)
3206MQ | CUFF TL REUSE,2 PC,INFANT,2TUBE,MQ | Trimline | Trimline Two-Piece Reuse | Welch Allyn | Locking (aka subminiature) | No | Active, NO CE (so can only be sold where CE mark Is not required) | 3606MQ (CUFF TL REUSE,1 PC,INFANT,2TUBE,MQ) or REUSE-07-2MQ (CUFF, REUS, INFANT, 2-TUBE, MQ)
3206SCK | CUFF TL REUSE,2 PC,INFANT,1TUBE,SC | Trimline | Trimline Two-Piece Reuse | Welch Allyn | Screw | No | Active, NO CE (so can only be sold where CE mark Is not required) | 3606SCK (CUFF TL REUSE,1 PC,INFANT,1TUBE,SC) or REUSE-07-1SC (CUFF, REUS, INFANT, 1-TUBE, SC)
3206SDS | CUFF TL REUSE,2 PC,INFANT,1TUBE,LL | Trimline | Trimline Two-Piece Reuse | Welch Allyn | Luer-Lock | No | Active, NO CE (so can only be sold where CE mark Is not required) | No Replacement
3206SHP | CUFF TL REUSE,2 PC,INFANT,1TUBE,HP | Trimline | Trimline Two-Piece Reuse | Welch Allyn | Bayonet (aka HP, rectus, quick connect) | No | Active, NO CE (so can only be sold where CE mark Is not required) | 3606SHP (CUFF TL REUSE,1 PC,INFANT,1TUBE,HP) or REUSE-07-1HP (CUFF, REUS, INFANT, 1-TUBE, HP)
3206SM | CUFF TL REUSE,2 PC,INFANT,1TUBE,ML | Trimline | Trimline Two-Piece Reuse | Welch Allyn | male luer slip | No | Active, NO CE (so can only be sold where CE mark Is not required) | No Replacement
3206SMQ | CUFF TL REUSE,2 PC,INFANT,1TUBE,MQ | Trimline | Trimline Two-Piece Reuse | Welch Allyn | Locking (aka subminiature) | No | Active, NO CE (so can only be sold where CE mark Is not required) | 3606SMQ (CUFF TL REUSE,1 PC,INFANT,1TUBE,MQ) or REUSE-07-1MQ (CUFF, REUS, INFANT, 1-TUBE, MQ)
3302XL | CUFF TL REUSE,1 PC,LG AD LONG,2TB,BVFL | Trimline | Trimline One-Piece Reuse | Welch Allyn | Female Luer and BV (changing to TP) | Yes | Active, CE (Bom was modified to Tri-Purpose connector instead of female luer)
3303XL | CUFF TL REUSE,1 PC,ADULT LONG,2TB,BVFL | Trimline | Trimline One-Piece Reuse | Welch Allyn | Female Luer and BV (changing to TP) | Yes | Active, CE (Bom was modified to Tri-Purpose connector instead of female luer)
3402XL | CUFF TL REUSE,2 PC,LG AD LONG,2TB,BVFL | Trimline | Trimline Two-Piece Reuse | Welch Allyn | Female Luer and BV (changing to TP) | No | Active, NO CE (so can only be sold where CE mark Is not required) | 3302XL(TL REUSE,1 PC,LG AD LONG,2TUBE,TRI-PURPOSE) or REUSE-12L-2BV (CUFF, REUS, LG AD LONG, 2-TUBE, BV)
3403XL | CUFF TL REUSE,2 PC,ADULT LONG,2TB,BVFL | Trimline | Trimline Two-Piece Reuse | Welch Allyn | Female Luer and BV (changing to TP) | No | Active, NO CE (so can only be sold where CE mark Is not required) | 3303XL (TL REUSE,1 PC,AD LONG,2TUBE,TRI-PURPOSE) or REUSE-11L-2BV (CUFF, REUS, AD LONG, 2-TUBE, BV)
3600CK | CUFF TL REUSE,1 PC,THIGH,2TUBE,SC | Trimline | Trimline One-Piece Reuse | Welch Allyn | Screw | Yes | Active, CE
3600DX | CUFF TL REUSE,1 PC,THIGH,2TUBE,MF | Trimline | Trimline One-Piece Reuse | Welch Allyn | Mated Locking (subminiature) | Yes | Active, CE
3600F | CUFF TL REUSE,1 PC,THIGH,2TUBE,FL | Trimline | Trimline One-Piece Reuse | Welch Allyn | Female Slip Luer | DISCONTINUED | DISCONTINUED | No Replacement
3600HP | CUFF TL REUSE,1 PC,THIGH,2TUBE,HP | Trimline | Trimline One-Piece Reuse | Welch Allyn | Bayonet (aka HP, rectus, quick connect) | Yes | Active, CE
3600MQ | CUFF TL REUSE,1 PC,THIGH,2TUBE,MQ | Trimline | Trimline One-Piece Reuse | Welch Allyn | Locking (aka subminiature) | Yes | Active, CE
3600S | CUFF TL REUSE,1 PC,THIGH,1TUBE,FL | Trimline | Trimline One-Piece Reuse | Welch Allyn | Female Luer | DISCONTINUED | DISCONTINUED | No Replacement
3600SCK | CUFF TL REUSE,1 PC,THIGH,1TUBE,SC | Trimline | Trimline One-Piece Reuse | Welch Allyn | Screw | Yes | Active, CE
3600SDS | CUFF TL REUSE,1 PC,THIGH,1TUBE,LL | Trimline | Trimline One-Piece Reuse | Welch Allyn | Luer-Lock | DISCONTINUED | DISCONTINUED | No Replacement
3600SHP | CUFF TL REUSE,1 PC,THIGH,1TUBE,HP | Trimline | Trimline One-Piece Reuse | Welch Allyn | Bayonet (aka HP, rectus, quick connect) | Yes | Active, CE
3600SMQ | CUFF TL REUSE,1 PC,THIGH,1TUBE,MQ | Trimline | Trimline One-Piece Reuse | Welch Allyn | Locking (aka subminiature) | Yes | Active, CE
3602CK | CUFF TL REUSE,1 PC,LG ADULT,2TUBE,SC | Trimline | Trimline One-Piece Reuse | Welch Allyn | Screw | Yes | Active, CE
3602DX | CUFF TL REUSE,1 PC,LG ADULT,2TUBE,MF | Trimline | Trimline One-Piece Reuse | Welch Allyn | Mated Locking (subminiature) | Yes | Active, CE
3602F | CUFF TL REUSE,1 PC,LG ADULT,2TUBE,FL | Trimline | Trimline One-Piece Reuse | Welch Allyn | Female Slip Luer | DISCONTINUED | DISCONTINUED | No Replacement
3602HP | CUFF TL REUSE,1 PC,LG ADULT,2TUBE,HP | Trimline | Trimline One-Piece Reuse | Welch Allyn | Bayonet (aka HP, rectus, quick connect) | Yes | Active, CE
3602MQ | CUFF TL REUSE,1 PC,LG ADULT,2TUBE,MQ | Trimline | Trimline One-Piece Reuse | Welch Allyn | Locking (aka subminiature) | Yes | Active, CE
3602S | CUFF TL REUSE,1 PC,LG ADULT,1TUBE,FL | Trimline | Trimline One-Piece Reuse | Welch Allyn | Female Luer | DISCONTINUED | DISCONTINUED | No Replacement
3602SCK | CUFF TL REUSE,1 PC,LG ADULT,1TUBE,SC | Trimline | Trimline One-Piece Reuse | Welch Allyn | Screw | Yes | Active, CE
3602SDS | CUFF TL REUSE,1 PC,LG ADULT,1TUBE,LL | Trimline | Trimline One-Piece Reuse | Welch Allyn | Luer-Lock | DISCONTINUED | DISCONTINUED | No Replacement
3602SHP | CUFF TL REUSE,1 PC,LG ADULT,1TUBE,HP | Trimline | Trimline One-Piece Reuse | Welch Allyn | Bayonet (aka HP, rectus, quick connect) | Yes | Active, CE
3602SMQ | CUFF TL REUSE,1 PC,LG ADULT,1TUBE,MQ | Trimline | Trimline One-Piece Reuse | Welch Allyn | Locking (aka subminiature) | Yes | Active, CE
3602XL | CUFF TL REUSE,1 PC,LG AD LONG,2TB,FLBT | Trimline | Trimline One-Piece Reuse | Welch Allyn | Female Luer | DISCONTINUED | DISCONTINUED | No Replacement
3602XLCK | CUFF TL REUSE,1 PC,LG AD LONG,2TB,SC | Trimline | Trimline One-Piece Reuse | Welch Allyn | Screw | Yes | Active, CE
3602XLDX | CUFF TL REUSE,1 PC,LG AD LONG,2TB,MF | Trimline | Trimline One-Piece Reuse | Welch Allyn | Mated Locking (subminiature) | Yes | Active, CE
3602XLF | CUFF TL REUSE,1 PC,LG AD LONG,2TB,FL | Trimline | Trimline One-Piece Reuse | Welch Allyn | Female Slip Luer | DISCONTINUED | DISCONTINUED | No Replacement
3602XLHP | CUFF TL REUSE,1 PC,LG AD LONG,2TB,HP | Trimline | Trimline One-Piece Reuse | Welch Allyn | Bayonet (aka HP, rectus, quick connect) | Yes | Active, CE
3602XLMQ | CUFF TL REUSE,1 PC,LG AD LONG,2TB,MQ | Trimline | Trimline One-Piece Reuse | Welch Allyn | Locking (aka subminiature) | Yes | Active, CE
3602XLS | CUFF TL REUSE,1 PC,LG AD LONG,1TB,FL | Trimline | Trimline One-Piece Reuse | Welch Allyn | Female Luer | DISCONTINUED | DISCONTINUED | No Replacement
3602XLSCK | CUFF TL REUSE,1 PC,LG AD LONG,1TB,SC | Trimline | Trimline One-Piece Reuse | Welch Allyn | Screw | Yes | Active, CE
3602XLSDS | CUFF TL REUSE,1 PC,LG AD LONG,1TB,LL | Trimline | Trimline One-Piece Reuse | Welch Allyn | Luer-Lock | DISCONTINUED | DISCONTINUED | No Replacement
3602XLSHP | CUFF TL REUSE,1 PC,LG AD LONG,1TB,HP | Trimline | Trimline One-Piece Reuse | Welch Allyn | Bayonet (aka HP, rectus, quick connect) | Yes | Active, CE
3602XLSMQ | CUFF TL REUSE,1 PC,LG AD LONG,1TB,MQ | Trimline | Trimline One-Piece Reuse | Welch Allyn | Locking (aka subminiature) | Yes | Active, CE
3603CK | CUFF TL REUSE,1 PC,ADULT,2TUBE,SC | Trimline | Trimline One-Piece Reuse | Welch Allyn | Screw | Yes | Active, CE
3603DX | CUFF TL REUSE,1 PC,ADULT,2TUBE,MF | Trimline | Trimline One-Piece Reuse | Welch Allyn | Mated Locking (subminiature) | Yes | Active, CE
3603F | CUFF TL REUSE,1 PC,ADULT,2TUBE,FL | Trimline | Trimline One-Piece Reuse | Welch Allyn | Female Slip Luer | DISCONTINUED | DISCONTINUED | No Replacement
3603HP | CUFF TL REUSE,1 PC,ADULT,2TUBE,HP | Trimline | Trimline One-Piece Reuse | Welch Allyn | Bayonet (aka HP, rectus, quick connect) | Yes | Active, CE
3603MQ | CUFF TL REUSE,1 PC,ADULT,2TUBE,MQ | Trimline | Trimline One-Piece Reuse | Welch Allyn | Locking (aka subminiature) | Yes | Active, CE
3603S | CUFF TL REUSE,1 PC,ADULT,1TUBE,FL | Trimline | Trimline One-Piece Reuse | Welch Allyn | Female Luer | DISCONTINUED | DISCONTINUED | No Replacement
3603SCK | CUFF TL REUSE,1 PC,ADULT,1TUBE,SC | Trimline | Trimline One-Piece Reuse | Welch Allyn | Screw | Yes | Active, CE
3603SDS | CUFF TL REUSE,1 PC,ADULT,1TUBE,LL | Trimline | Trimline One-Piece Reuse | Welch Allyn | Luer-Lock | DISCONTINUED | DISCONTINUED | No Replacement
3603SHP | CUFF TL REUSE,1 PC,ADULT,1TUBE,HP | Trimline | Trimline One-Piece Reuse | Welch Allyn | Bayonet (aka HP, rectus, quick connect) | Yes | Active, CE
3603SMQ | CUFF TL REUSE,1 PC,ADULT,1TUBE,MQ | Trimline | Trimline One-Piece Reuse | Welch Allyn | Locking (aka subminiature) | Yes | Active, CE
3603XL | CUFF TL REUSE,1 PC,ADULT LONG,2TB,FLBT | Trimline | Trimline One-Piece Reuse | Welch Allyn | Female Luer | DISCONTINUED | DISCONTINUED | No Replacement
3603XLCK | CUFF TL REUSE,1 PC,ADULT LONG,2TB,SC | Trimline | Trimline One-Piece Reuse | Welch Allyn | Screw | Yes | Active, CE
3603XLDX | CUFF TL REUSE,1 PC,ADULT LONG,2TB,MF | Trimline | Trimline One-Piece Reuse | Welch Allyn | Mated Locking (subminiature) | Yes | Active, CE
3603XLF | CUFF TL REUSE,1 PC,ADULT LONG,2TB,FL | Trimline | Trimline One-Piece Reuse | Welch Allyn | Female Slip Luer | DISCONTINUED | DISCONTINUED | No Replacement
3603XLHP | CUFF TL REUSE,1 PC,ADULT LONG,2TB,HP | Trimline | Trimline One-Piece Reuse | Welch Allyn | Bayonet (aka HP, rectus, quick connect) | Yes | Active, CE
3603XLMQ | CUFF TL REUSE,1 PC,ADULT LONG,2TB,MQ | Trimline | Trimline One-Piece Reuse | Welch Allyn | Locking (aka subminiature) | Yes | Active, CE
3603XLS | CUFF TL REUSE,1 PC,ADULT LONG,1TB,FL | Trimline | Trimline One-Piece Reuse | Welch Allyn | Female Luer | DISCONTINUED | DISCONTINUED | No Replacement
3603XLSCK | CUFF TL REUSE,1 PC,ADULT LONG,1TB,SC | Trimline | Trimline One-Piece Reuse | Welch Allyn | Screw | Yes | Active, CE
3603XLSDS | CUFF TL REUSE,1 PC,ADULT LONG,1TB,LL | Trimline | Trimline One-Piece Reuse | Welch Allyn | Luer-Lock | DISCONTINUED | DISCONTINUED | No Replacement
3603XLSHP | CUFF TL REUSE,1 PC,ADULT LONG,1TB,HP | Trimline | Trimline One-Piece Reuse | Welch Allyn | Bayonet (aka HP, rectus, quick connect) | Yes | Active, CE
3603XLSMQ | CUFF TL REUSE,1 PC,ADULT LONG,1TB,MQ | Trimline | Trimline One-Piece Reuse | Welch Allyn | Locking (aka subminiature) | Yes | Active, CE
3604CK | CUFF TL REUSE,1 PC,SM ADULT,2TUBE,SC | Trimline | Trimline One-Piece Reuse | Welch Allyn | Screw | Yes | Active, CE
3604DX | CUFF TL REUSE,1 PC,SM ADULT,2TUBE,MF | Trimline | Trimline One-Piece Reuse | Welch Allyn | Mated Locking (subminiature) | Yes | Active, CE
3604F | CUFF TL REUSE,1 PC,SM ADULT,2TUBE,FL | Trimline | Trimline One-Piece Reuse | Welch Allyn | Female Slip Luer | DISCONTINUED | DISCONTINUED | No Replacement
3604HP | CUFF TL REUSE,1 PC,SM ADULT,2TUBE,HP | Trimline | Trimline One-Piece Reuse | Welch Allyn | Bayonet (aka HP, rectus, quick connect) | Yes | Active, CE
3604MQ | CUFF TL REUSE,1 PC,SM ADULT,2TUBE,MQ | Trimline | Trimline One-Piece Reuse | Welch Allyn | Locking (aka subminiature) | Yes | Active, CE
3604S | CUFF TL REUSE,1 PC,SM ADULT,1TUBE,FL | Trimline | Trimline One-Piece Reuse | Welch Allyn | Female Luer | DISCONTINUED | DISCONTINUED | No Replacement
3604SCK | CUFF TL REUSE,1 PC,SM ADULT,1TUBE,SC | Trimline | Trimline One-Piece Reuse | Welch Allyn | Screw | Yes | Active, CE
3604SDS | CUFF TL REUSE,1 PC,SM ADULT,1TUBE,LL | Trimline | Trimline One-Piece Reuse | Welch Allyn | Luer-Lock | DISCONTINUED | DISCONTINUED | No Replacement
3604SHP | CUFF TL REUSE,1 PC,SM ADULT,1TUBE,HP | Trimline | Trimline One-Piece Reuse | Welch Allyn | Bayonet (aka HP, rectus, quick connect) | Yes | Active, CE
3604SMQ | CUFF TL REUSE,1 PC,SM ADULT,1TUBE,MQ | Trimline | Trimline One-Piece Reuse | Welch Allyn | Locking (aka subminiature) | Yes | Active, CE
3605CK | CUFF TL REUSE,1 PC,CHILD,2TUBE,SC | Trimline | Trimline One-Piece Reuse | Welch Allyn | Screw | Yes | Active, CE
3605DX | CUFF TL REUSE,1 PC,CHILD,2TUBE,MF | Trimline | Trimline One-Piece Reuse | Welch Allyn | Mated Locking (subminiature) | Yes | Active, CE
3605F | CUFF TL REUSE,1 PC,CHILD,2TUBE,FL | Trimline | Trimline One-Piece Reuse | Welch Allyn | Female Slip Luer | DISCONTINUED | DISCONTINUED | No Replacement
3605HP | CUFF TL REUSE,1 PC,CHILD,2TUBE,HP | Trimline | Trimline One-Piece Reuse | Welch Allyn | Bayonet (aka HP, rectus, quick connect) | Yes | Active, CE
3605MQ | CUFF TL REUSE,1 PC,CHILD,2TUBE,MQ | Trimline | Trimline One-Piece Reuse | Welch Allyn | Locking (aka subminiature) | Yes | Active, CE
3605S | CUFF TL REUSE,1 PC,CHILD,1TUBE,FL | Trimline | Trimline One-Piece Reuse | Welch Allyn | Female Luer | DISCONTINUED | DISCONTINUED | No Replacement
3605SCK | CUFF TL REUSE,1 PC,CHILD,1TUBE,SC | Trimline | Trimline One-Piece Reuse | Welch Allyn | Screw | Yes | Active, CE
3605SDS | CUFF TL REUSE,1 PC,CHILD,1TUBE,LL | Trimline | Trimline One-Piece Reuse | Welch Allyn | Luer-Lock | DISCONTINUED | DISCONTINUED | No Replacement
3605SHP | CUFF TL REUSE,1 PC,CHILD,1TUBE,HP | Trimline | Trimline One-Piece Reuse | Welch Allyn | Bayonet (aka HP, rectus, quick connect) | Yes | Active, CE
3605SMQ | CUFF TL REUSE,1 PC,CHILD,1TUBE,MQ | Trimline | Trimline One-Piece Reuse | Welch Allyn | Locking (aka subminiature) | Yes | Active, CE
3606CK | CUFF TL REUSE,1 PC,INFANT,2TUBE,SC | Trimline | Trimline One-Piece Reuse | Welch Allyn | Screw | Yes | Active, CE
3606DX | CUFF TL REUSE,1 PC,INFANT,2TUBE,MF | Trimline | Trimline One-Piece Reuse | Welch Allyn | Mated Locking (subminiature) | Yes | Active, CE
3606F | CUFF TL REUSE,1 PC,INFANT,2TUBE,FL | Trimline | Trimline One-Piece Reuse | Welch Allyn | Female Slip Luer | DISCONTINUED | DISCONTINUED | No Replacement
3606HP | CUFF TL REUSE,1 PC,INFANT,2TUBE,HP | Trimline | Trimline One-Piece Reuse | Welch Allyn | Bayonet (aka HP, rectus, quick connect) | Yes | Active, CE
3606MQ | CUFF TL REUSE,1 PC,INFANT,2TUBE,MQ | Trimline | Trimline One-Piece Reuse | Welch Allyn | Locking (aka subminiature) | Yes | Active, CE
3606S | CUFF TL REUSE,1 PC,INFANT,1TUBE,FL | Trimline | Trimline One-Piece Reuse | Welch Allyn | Female Luer | DISCONTINUED | DISCONTINUED | No Replacement
3606SCK | CUFF TL REUSE,1 PC,INFANT,1TUBE,SC | Trimline | Trimline One-Piece Reuse | Welch Allyn | Screw | Yes | Active, CE
3606SDS | CUFF TL REUSE,1 PC,INFANT,1TUBE,LL | Trimline | Trimline One-Piece Reuse | Welch Allyn | Luer-Lock | DISCONTINUED | DISCONTINUED | No Replacement
3606SHP | CUFF TL REUSE,1 PC,INFANT,1TUBE,HP | Trimline | Trimline One-Piece Reuse | Welch Allyn | Bayonet (aka HP, rectus, quick connect) | Yes | Active, CE
3606SMQ | CUFF TL REUSE,1 PC,INFANT,1TUBE,MQ | Trimline | Trimline One-Piece Reuse | Welch Allyn | Locking (aka subminiature) | Yes | Active, CE
3654HP | CUFF TL REUSE,ADULT SIZE SET,HP | Trimline | Trimline One-Piece Reuse | Welch Allyn | Bayonet (aka HP, rectus, quick connect) | Yes | Active, CE
3655CK | CUFF TL REUSE,HEALTHCARE SET,SC | Trimline | Trimline One-Piece Reuse | Welch Allyn | Screw | Yes | Active, CE
3655F | CUFF TL REUSE,HEALTHCARE SET,FL | Trimline | Trimline One-Piece Reuse | Welch Allyn | Female Slip Luer | DISCONTINUED | DISCONTINUED | No Replacement
3655HP | CUFF TL REUSE,HEALTHCARE SET,HP | Trimline | Trimline One-Piece Reuse | Welch Allyn | Bayonet (aka HP, rectus, quick connect) | Yes | Active, CE
3657CK | CUFF TL REUSE,PEDIATRIC SET,SC | Trimline | Trimline One-Piece Reuse | Welch Allyn | Screw | Yes | Active, CE
3657F | CUFF TL REUSE,PEDIATRIC SET,FL | Trimline | Trimline One-Piece Reuse | Welch Allyn | Female Slip Luer | DISCONTINUED | DISCONTINUED | No Replacement
3657HP | CUFF TL REUSE,PEDIATRIC SET,HP | Trimline | Trimline One-Piece Reuse | Welch Allyn | Bayonet (aka HP, rectus, quick connect) | Yes | Active, CE
3659CK | CUFF TL REUSE,PHYSICIAN SET,SC | Trimline | Trimline One-Piece Reuse | Welch Allyn | Screw | Yes | Active, CE
3659F | CUFF TL REUSE,PHYSICIAN SET,FL | Trimline | Trimline One-Piece Reuse | Welch Allyn | Female Slip Luer | DISCONTINUED | DISCONTINUED | No Replacement
3659HP | CUFF TL REUSE,PHYSICIAN SET,HP | Trimline | Trimline One-Piece Reuse | Welch Allyn | Bayonet (aka HP, rectus, quick connect) | Yes | Active, CE
4500-01 | CUFF & BAG, CHILD, 2 T MONITOR | Two-Piece | Two-Piece | Welch Allyn | Locking (aka subminiature) | DISCONTINUED | DISCONTINUED | No Replacement
4500-02 | CUFF & BAG, ADULT, 2 T MONITOR | Two-Piece | Two-Piece | Welch Allyn | Locking (aka subminiature) | Yes | Active, CE
4500-03 | CUFF & BAG, LG ADULT, 2 T MNTR | Two-Piece | Two-Piece | Welch Allyn | Locking (aka subminiature) | Yes | Active, CE
4500-04 | CUFF & BAG, THIGH, 2 T MONITOR | Two-Piece | Two-Piece | Welch Allyn | Locking (aka subminiature) | DISCONTINUED | DISCONTINUED | No Replacement
4500-200 | CUFFKIT,CHILD,ADULT,THIGH 2T CUFF & BAG | Two-Piece | Two-Piece | Welch Allyn | Locking (aka subminiature) | DISCONTINUED | DISCONTINUED | No Replacement
5082-01 | CUFF, ADULT | Two-Piece | Two-Piece | Welch Allyn | N/A | Yes | Active, CE
5082-01H | CUFF, ADULT, HOSPITAL PACK | Two-Piece | Two-Piece | Welch Allyn | N/A | Yes | Active, CE
5082-02 | CUFF, CHILD | Two-Piece | Two-Piece | Welch Allyn | N/A | Yes | Active, CE
5082-02H | CUFF, CHILD, HOSPITAL PACK | Two-Piece | Two-Piece | Welch Allyn | N/A | Yes | Active, CE
5082-03 | CUFF, INFANT W/1 TUBE BAG | Two-Piece | Two-Piece | Welch Allyn | Tri-Purpose | Yes | Active, CE
5082-06 | CUFF, ADULT, NAVY | Two-Piece | Two-Piece | Welch Allyn | N/A | Yes | Active, CE
5082-07 | CUFF, NEWBORN, W/1 TUBE BAG | Two-Piece | Two-Piece | Welch Allyn | Tri-Purpose | Yes | Active, CE
5082-08 | CUFF, INFANT W/2 TUBE BAG | Two-Piece | Two-Piece | Welch Allyn | Tri-Purpose | Yes | Active, CE
5082-101-1 | CUFF, NEO 1, DISP, 1 TUBE | Neonatal | Neonatal Soft WA | Welch Allyn | male luer slip | No | Active, NO CE (so can only be sold where CE mark Is not required) | NEO-1-1 (CUFF,NEO 1,1-TUBE,WASOFT DISP,ISO 10/BX) *(This cuff ships with new SnapQuick Connector, Device Modifcation Required)*
5082-101-2 | CUFF, NEO 1, DISP, 2 TUBE | Neonatal | Neonatal Soft WA | Welch Allyn | male luer slip | No | Active, NO CE (so can only be sold where CE mark Is not required) | NEO-1-2 (CUFF,NEO 1,2-TUBE,WASOFT DISP,ISO 10/BX) *(This cuff ships with new SnapQuick Connector, Device Modifcation Required)*
5082-101-2CL | CUFF, NEO 1, DISP, 2 TUBE, W/CLAMP | Neonatal | Neonatal Soft WA | Welch Allyn | male luer slip | No | Active, NO CE (so can only be sold where CE mark Is not required) | NEO-1-2CL (CUFF NEO 1 DISP 2 TUBE NON LUER W/CLAMP) *(This cuff ships with new SnapQuick Connector, Device Modifcation Required)*
5082-102-1 | CUFF, NEO 2, DISP, 1 TUBE | Neonatal | Neonatal Soft WA | Welch Allyn | male luer slip | No | Active, NO CE (so can only be sold where CE mark Is not required) | NEO-2-1 (CUFF,NEO 2,1-TUBE,WASOFT DISP,ISO 10/BX) *(This cuff ships with new SnapQuick Connector, Device Modifcation Required)*
5082-102-2 | CUFF, NEO 2, DISP, 2 TUBE | Neonatal | Neonatal Soft WA | Welch Allyn | male luer slip | No | Active, NO CE (so can only be sold where CE mark Is not required) | NEO-2-2 (CUFF,NEO 2,2-TUBE,WASOFT DISP,ISO 10/BX) *(This cuff ships with new SnapQuick Connector, Device Modifcation Required)*
5082-102-2CL | CUFF, NEO 2, DISP, 2 TUBE, W/CLAMP | Neonatal | Neonatal Soft WA | Welch Allyn | male luer slip | No | Active, NO CE (so can only be sold where CE mark Is not required) | NEO-2-2CL (CUFF NEO 2 DISP 2 TUBE NON LUER W/CLAMP) *(This cuff ships with new SnapQuick Connector, Device Modifcation Required)*
5082-103-1 | CUFF, NEO 3, DISP, 1 TUBE | Neonatal | Neonatal Soft WA | Welch Allyn | male luer slip | No | Active, NO CE (so can only be sold where CE mark Is not required) | NEO-3-1 (CUFF,NEO 3,1-TUBE,WASOFT DISP,ISO 10/BX) *(This cuff ships with new SnapQuick Connector, Device Modifcation Required)*
5082-103-2 | CUFF, NEO 3, DISP, 2 TUBE | Neonatal | Neonatal Soft WA | Welch Allyn | male luer slip | No | Active, NO CE (so can only be sold where CE mark Is not required) | NEO-3-2 (CUFF,NEO 3,2-TUBE,WASOFT DISP,ISO 10/BX) *(This cuff ships with new SnapQuick Connector, Device Modifcation Required)*
5082-103-2CL | CUFF, NEO 3, DISP, 2 TUBE, W/CLAMP | Neonatal | Neonatal Soft WA | Welch Allyn | male luer slip | No | Active, NO CE (so can only be sold where CE mark Is not required) | NEO-3-2CL (CUFF NEO 3 DISP 2 TUBE NON LUER W/CLAMP) *(This cuff ships with new SnapQuick Connector, Device Modifcation Required)*
5082-104-1 | CUFF, NEO 4, DISP, 1 TUBE | Neonatal | Neonatal Soft WA | Welch Allyn | male luer slip | No | Active, NO CE (so can only be sold where CE mark Is not required) | NEO-4-1 (CUFF,NEO 4,1-TUBE,WASOFT DISP,ISO 10/BX) *(This cuff ships with new SnapQuick Connector, Device Modifcation Required)*
5082-104-2 | CUFF, NEO 4, DISP, 2 TUBE | Neonatal | Neonatal Soft WA | Welch Allyn | male luer slip | No | Active, NO CE (so can only be sold where CE mark Is not required) | NEO-4-2 (CUFF,NEO 4,2-TUBE,WASOFT DISP,ISO 10/BX) *(This cuff ships with new SnapQuick Connector, Device Modifcation Required)*
5082-104-2CL | CUFF, NEO 4, DISP, 2 TUBE, W/CLAMP | Neonatal | Neonatal Soft WA | Welch Allyn | male luer slip | No | Active, NO CE (so can only be sold where CE mark Is not required) | NEO-4-2CL (CUFF NEO 4 DISP 2 TUBE NON LUER W/CLAMP) *(This cuff ships with new SnapQuick Connector, Device Modifcation Required)*
5082-105-1 | CUFF, NEO 5, DISP, 1 TUBE | Neonatal | Neonatal Soft WA | Welch Allyn | male luer slip | No | Active, NO CE (so can only be sold where CE mark Is not required) | NEO-5-1 (CUFF,NEO 5,1-TUBE,WASOFT DISP,ISO 10/BX) *(This cuff ships with new SnapQuick Connector, Device Modifcation Required)*
5082-105-2 | CUFF, NEO 5, DISP, 2 TUBE | Neonatal | Neonatal Soft WA | Welch Allyn | male luer slip | No | Active, NO CE (so can only be sold where CE mark Is not required) | NEO-5-2 (CUFF,NEO 5,2-TUBE,WASOFT DISP,ISO 10/BX) *(This cuff ships with new SnapQuick Connector, Device Modifcation Required)*
5082-105-2CL | CUFF, NEO 5, DISP, 2 TUBE, W/CLAMP | Neonatal | Neonatal Soft WA | Welch Allyn | male luer slip | No | Active, NO CE (so can only be sold where CE mark Is not required) | NEO-5-2CL (CUFF NEO 5 DISP 2 TUBE NON LUER W/CLAMP) *(This cuff ships with new SnapQuick Connector, Device Modifcation Required)*
5082-11 | CUFF, THIGH | Two-Piece | Two-Piece | Welch Allyn | N/A | Yes | Active, CE
5082-11H | CUFF, THIGH HOSPITAL PACK | Two-Piece | Two-Piece | Welch Allyn | N/A | Yes | Active, CE
5082-13 | INFANT CUFF | Two-Piece | Two-Piece | Welch Allyn | N/A | Yes | Active, CE
5082-159 | CAP,FLEXIPORT BP CUFF | FlexiPort Accessory | FlexiPort Accessory | Welch Allyn | N/A | N/A | Active, CE not needed since its an Accessory
5082-16 | CUFF, LARGE ADULT | Two-Piece | Two-Piece | Welch Allyn | N/A | Yes | Active, CE
5082-16H | CUFF, LARGE ADULT HOSPITAL PK | Two-Piece | Two-Piece | Welch Allyn | N/A | Yes | Active, CE
5082-18 | CUFF, CHILD, PRINT | Two-Piece | Two-Piece | Welch Allyn | N/A | Yes | DISCONTINUED | 5082-02 (CUFF, CHILD)
5082-188 | FLEXIPORT TUBING, 8", 10/PK | FlexiPort Accessory | FlexiPort Accessory | Welch Allyn | N/A | N/A | Active, CE not needed since its an Accessory
5082-189 | FLEXIPORT TUBING, 13", 10/PK | FlexiPort Accessory | FlexiPort Accessory | Welch Allyn | N/A | N/A | Active, CE not needed since its an Accessory
5082-193 | FLEXIPORT TUBING, 24", 10/PK | FlexiPort Accessory | FlexiPort Accessory | Welch Allyn | N/A | N/A | Active, CE not needed since its an Accessory
5082-194 | FLEXIPORT TUBING, 31.5", 10/PK | FlexiPort Accessory | FlexiPort Accessory | Welch Allyn | N/A | N/A | Active, CE not needed since its an Accessory
5082-195 | BP PORT FITTING,2-TUBE LG BULB,BARB | FlexiPort Accessory | FlexiPort Accessory | Welch Allyn | Barb | N/A | Active, CE not needed since its an Accessory
5082-196 | FLEXIPORT TUBING, 47", 10/PK | FlexiPort Accessory | FlexiPort Accessory | Welch Allyn | N/A | N/A | Active, CE not needed since its an Accessory
5082-21 | INF SYST, CHILD CUFF | Two-Piece | Two-Piece | Welch Allyn | Tri-Purpose | Yes | Active, CE
5082-21H | INF SYST, CHILD, HOSPITAL PACK | Two-Piece | Two-Piece | Welch Allyn | Tri-Purpose | Yes | Active, CE
5082-22 | INF SYST, ADULT CUFF | Two-Piece | Two-Piece | Welch Allyn | Tri-Purpose | Yes | Active, CE
5082-22H | INF SYST, ADULT, HOSPITAL PACK | Two-Piece | Two-Piece | Welch Allyn | Tri-Purpose | Yes | Active, CE
5082-23 | INF SYST, LARGE ADULT CUFF | Two-Piece | Two-Piece | Welch Allyn | Tri-Purpose | Yes | Active, CE
5082-23H | INF SYST, LG ADULT HOSPITAL PK | Two-Piece | Two-Piece | Welch Allyn | Tri-Purpose | Yes | Active, CE
5082-24 | CUFF, CHILD W/2 TUBE BAG | Two-Piece | Two-Piece | Welch Allyn | Tri-Purpose | Yes | Active, CE
5082-241-10 | CUFF, 5 PK, DISP, 2 TUBE, NEONATE | Neonatal | Neonatal Soft WA | Welch Allyn | male luer slip | No | Active, NO CE (so can only be sold where CE mark Is not required) | No Replacement
5082-241-9 | CUFF, 5 PK, DISP, 1 TUBE, NEONATE | Neonatal | Neonatal Soft WA | Welch Allyn | male luer slip | No | Active, NO CE (so can only be sold where CE mark Is not required) | No Replacement
5082-25 | CUFF, ADULT W/2 TUBE BAG | Two-Piece | Two-Piece | Welch Allyn | Tri-Purpose | Yes | Active, CE
5082-26 | CUFF, LARGE ADULT W/2 TUBE BAG | Two-Piece | Two-Piece | Welch Allyn | Tri-Purpose | Yes | Active, CE
5082-42 | CUFF, CHILD W/1 TUBE BAG | Two-Piece | Two-Piece | Welch Allyn | Tri-Purpose | Yes | Active, CE
5082-43 | CUFF, ADULT W/1 TUBE BAG | Two-Piece | Two-Piece | Welch Allyn | Tri-Purpose | Yes | Active, CE
5082-44 | CUFF, LARGE ADULT W/1 TUBE BAG | Two-Piece | Two-Piece | Welch Allyn | Tri-Purpose | Yes | Active, CE
5082-45 | INF SYST, THIGH CUFF | Two-Piece | Two-Piece | Welch Allyn | Tri-Purpose | Yes | Active, CE
5082-45H | INF SYST, THIGH, HOSPITAL PACK | Two-Piece | Two-Piece | Welch Allyn | Tri-Purpose | Yes | Active, CE
5082-59 | CUFF, ADULT | Two-Piece | Two-Piece | Welch Allyn | N/A | No | DISCONTINUED | No Replacement
5082-61 | CUFF, LARGE ADULT | Two-Piece | Two-Piece | Welch Allyn | N/A | No | DISCONTINUED | No Replacement
5082-62 | CUFF, CHILD PRINT, 1 TUBE BAG | Two-Piece | Two-Piece | Welch Allyn | Tri-Purpose | No | DISCONTINUED | 5082-42 (CUFF, CHILD W/1 TUBE BAG)
5082-63 | CUFF, CHILD PRINT | Two-Piece | Two-Piece | Welch Allyn | N/A | No | DISCONTINUED | No Replacement
5082-64 | CUFF, THIGH | Two-Piece | Two-Piece | Welch Allyn | N/A | No | DISCONTINUED | No Replacement
5082-77 | CUFF, THIGH W/1 TUBE BAG | Two-Piece | Two-Piece | Welch Allyn | Tri-Purpose | Yes | Active, CE
5082-78 | CUFF, THIGH W/2 TUBE BAG | Two-Piece | Two-Piece | Welch Allyn | Tri-Purpose | Yes | Active, CE
5089-01 | INF BAG, ADULT 2-TUBE BAG | Two-Piece | Two-Piece | Welch Allyn | Tri-Purpose | Yes | Active, CE
5089-01H | INF BAG, ADLT 2-TUBES,12 / BOX | Two-Piece | Two-Piece | Welch Allyn | Tri-Purpose | Yes | Active, CE
5089-02 | INF BAG, CHILD 2-TUBE BAG | Two-Piece | Two-Piece | Welch Allyn | Tri-Purpose | Yes | Active, CE
5089-02H | INF BAG, CHILD 2-TUBE, 12 / BOX | Two-Piece | Two-Piece | Welch Allyn | Tri-Purpose | Yes | Active, CE
5089-03 | INF BAG, ADULT 1-TUBE | Two-Piece | Two-Piece | Welch Allyn | Tri-Purpose | Yes | Active, CE
5089-04 | INF BAG, CHILD 1-TUBE | Two-Piece | Two-Piece | Welch Allyn | Tri-Purpose | Yes | Active, CE
5089-11 | FEMALE TRI PURPOSE TWIST FIT | Two-Piece | Two-Piece | Welch Allyn | Tri-Purpose | Yes | Active, CE
5089-12 | TUBING 27IN. LENGTH | Two-Piece | Two-Piece | Welch Allyn | N/A | Yes | Active, CE
5089-13 | COIL TUBING, 8 FT LENGTH | Two-Piece | Two-Piece | Welch Allyn | Tri-Purpose | Yes | Active, CE
5089-13H | COIL TUBING, 8 FT 12/BX | Two-Piece | Two-Piece | Welch Allyn | Tri-Purpose | Yes | Active, CE
5089-18 | INF BAG, THIGH 1-TUBE | Two-Piece | Two-Piece | Welch Allyn | Tri-Purpose | Yes | Active, CE
5089-19 | INF BAG,THIGH 2-TUBE | Two-Piece | Two-Piece | Welch Allyn | Tri-Purpose | Yes | Active, CE
5089-19H | INF BAG, THIGH 2-TUBE 6 / BOX | Two-Piece | Two-Piece | Welch Allyn | Tri-Purpose | Yes | Active, CE
5089-21 | INF BAG, LARGE ADULT-1 TUBE | Two-Piece | Two-Piece | Welch Allyn | Tri-Purpose | Yes | Active, CE
5089-22 | INF BAG, LARGE ADULT 2-TUBE | Two-Piece | Two-Piece | Welch Allyn | Tri-Purpose | Yes | Active, CE
5089-22H | INF BAG, LARGE ADULT 2-TUBE, 6 / BOX | Two-Piece | Two-Piece | Welch Allyn | Tri-Purpose | Yes | Active, CE
5089-25 | INF BAG, INFANT 1-TUBE | Two-Piece | Two-Piece | Welch Allyn | Tri-Purpose | Yes | Active, CE
5089-26 | INF BAG, INFANT 2-TUBE | Two-Piece | Two-Piece | Welch Allyn | Tri-Purpose | Yes | Active, CE
5089-39 | COIL TUBING, 4 FT LENGTH | Two-Piece | Two-Piece | Welch Allyn | Tri-Purpose | Yes | Active, CE
5200-01 | CUFF, ADULT, W/6 IN TUBE | Two-Piece | Two-Piece | Welch Allyn | Screw | Yes | Active, CE
5200-02 | CUFF, LARGE ADULT, W/6 IN TUBE | Two-Piece | Two-Piece | Welch Allyn | Screw | Yes | Active, CE
5200-03 | CUFF,CHILD PRINT,W/6 IN TUBE | Two-Piece | Two-Piece | Welch Allyn | Screw | DISCONTINUED | DISCONTINUED | No Replacement
5200-10 | CUFF & BAG, THIGH, W/6 IN TUBE | Two-Piece | Two-Piece | Welch Allyn | Screw | DISCONTINUED | DISCONTINUED | No Replacement
5200-04 | BLADDER,ADULT W/6 IN TUBE | Two-Piece | Two-Piece | Welch Allyn | Screw | No | DISCONTINUED | No Replacement
5200-05 | BLADDER LG.AD. W/6IN TUBE | Two-Piece | Two-Piece | Welch Allyn | Screw | No | DISCONTINUED | No Replacement
5200-06 | BLADDER,CHILD,W/6 IN TUBE | Two-Piece | Two-Piece | Welch Allyn | Screw | No | DISCONTINUED | No Replacement
5200-11 | BLADDER,THIGH W/6 INCH TUBE | Two-Piece | Two-Piece | Welch Allyn | Screw | No | DISCONTINUED | No Replacement
9267B | ADAPTER,SGL BARB to DBL FHP METAL and BV | Accessory | Accessory | Welch Allyn | barb to bayonet | N/A | Active, CE not needed since its an Accessory
9274B | ADAPTER,DBL BARB and BV to DBL MSC | Accessory | Accessory | Welch Allyn | barb to screw | N/A | Active, CE not needed since its an Accessory
9313B | ADAPTER,SGL BARB to DBL FHP and BV | Accessory | Accessory | Welch Allyn | barb to bayonet | N/A | Active, CE not needed since its an Accessory
DS44-DUR09 | CUFF,DURASHOCK DS44,CHILD | FlexiPort | FlexiPort Reuse | Welch Allyn | FlexiPort | Yes | Active, CE
DS44-DUR09F | CUFF INFL,DURASHOCK DS44,CHILD | FlexiPort | FlexiPort Reuse | Welch Allyn | FlexiPort | Yes | Active, CE
DS44-DUR09P | CUFF,DURASHOCK DS44,CHILD PRT | FlexiPort | FlexiPort Reuse | Welch Allyn | FlexiPort | Yes | Active, CE
DS44-DUR09PF | CUFF, INF, DURASHOCK DS44, CHILD PRT | FlexiPort | FlexiPort Reuse | Welch Allyn | FlexiPort | Yes | Active, CE
DS44-DUR10 | CUFF, DURASHOCK DS44, SM ADULT | FlexiPort | FlexiPort Reuse | Welch Allyn | FlexiPort | Yes | Active, CE
DS44-DUR10F | CUFF, INF, DURASHOCK DS44, SM ADULT | FlexiPort | FlexiPort Reuse | Welch Allyn | FlexiPort | Yes | Active, CE
DS44-DUR11 | CUFF, DURASHOCK DS44, ADULT | FlexiPort | FlexiPort Reuse | Welch Allyn | FlexiPort | Yes | Active, CE
DS44-DUR11F | CUFF, INF, DURASHOCK DS44, ADULT | FlexiPort | FlexiPort Reuse | Welch Allyn | FlexiPort | Yes | Active, CE
DS44-DUR12 | CUFF, DURASHOCK DS44, LG ADULT | FlexiPort | FlexiPort Reuse | Welch Allyn | FlexiPort | Yes | Active, CE
DS44-DUR12F | CUFF, INF, DURASHOCK DS44, LG ADULT | FlexiPort | FlexiPort Reuse | Welch Allyn | FlexiPort | Yes | Active, CE
ECO-09 | EcoCuff, Child, 15-21 cm | FlexiPort | ECOCUFF | Welch Allyn | N/A | Yes | Active, CE
ECO-10 | EcoCuff, Small Adult, 20-28 cm | FlexiPort | ECOCUFF | Welch Allyn | N/A | Yes | Active, CE
ECO-11 | EcoCuff, Adult, 27-38 cm | FlexiPort | ECOCUFF | Welch Allyn | N/A | Yes | Active, CE
ECO-12 | EcoCuff, Large Adult, 33-45 cm | FlexiPort | ECOCUFF | Welch Allyn | N/A | Yes | Active, CE
ECOCUFF-09 | ECOCUFF, CHILD, 15-21 CM | FlexiPort | ECOCUFF | Welch Allyn | N/A | Yes | Active, CE
ECOCUFF-10 | ECOCUFF, SMALL ADULT, 20-28 CM | FlexiPort | ECOCUFF | Welch Allyn | N/A | Yes | Active, CE
ECOCUFF-11 | ECOCUFF, ADULT, 27-38 CM | FlexiPort | ECOCUFF | Welch Allyn | N/A | Yes | Active, CE
ECOCUFF-12 | ECOCUFF, LARGE ADULT, 33-45 CM | FlexiPort | ECOCUFF | Welch Allyn | N/A | Yes | Active, CE
ECOCUFF-MLT | ECOCUFF, MULTI PACK | FlexiPort | ECOCUFF | Welch Allyn | N/A | Yes | Active, CE
ECO-MLT | ECOCUFF, MULTI PACK | FlexiPort | ECOCUFF | Welch Allyn | N/A | Yes | Active, CE
HOLDER-A | ECO CUFF HOLDER - ADULT | FlexiPort Accessory | FlexiPort Accessory | Welch Allyn | N/A | N/A | Active, CE not needed since its an Accessory
HOLDER-C | ECO CUFF HOLDER - CHILD | FlexiPort Accessory | FlexiPort Accessory | Welch Allyn | N/A | N/A | Active, CE not needed since its an Accessory
HOLDER-LA | ECO CUFF HOLDER - LARGE ADULT | FlexiPort Accessory | FlexiPort Accessory | Welch Allyn | N/A | N/A | Active, CE not needed since its an Accessory
HOLDER-SA | ECO CUFF HOLDER - SMALL ADULT | FlexiPort Accessory | FlexiPort Accessory | Welch Allyn | N/A | N/A | Active, CE not needed since its an Accessory
PORT-1 | BP FLEXIPORT FITTING,1-TUBE | FlexiPort Accessory | FlexiPort Accessory | Welch Allyn | FlexiPort | N/A | Active, CE not needed since its an Accessory
PORT-2 | BP FLEXIPORT FITTING,2-TUBE | FlexiPort Accessory | FlexiPort Accessory | Welch Allyn | FlexiPort | N/A | Active, CE not needed since its an Accessory
PORT-KIT | KIT- FLEXIPORT BP CONNECTORS | FlexiPort Accessory | FlexiPort Accessory | Welch Allyn | Various | N/A | Active, CE not needed since its an Accessory
REUSE-06 | CUFF, WA, REUSABLE, SMALL INFANT | FlexiPort | FlexiPort Reuse | Welch Allyn | N/A | Yes | Active, CE
REUSE-06-1HP | CUFF, REUS, SM INFANT, 1-TUBE, HP | FlexiPort | FlexiPort Reuse | Welch Allyn | Bayonet (aka HP, rectus, quick connect) | Yes | Active, CE
REUSE-06-1MQ | CUFF, REUS, SM INFANT, 1-TUBE, MQ | FlexiPort | FlexiPort Reuse | Welch Allyn | Locking (aka subminiature) | Yes | Active, CE
REUSE-06-1SC | CUFF, REUS, SM INFANT, 1-TUBE, SC | FlexiPort | FlexiPort Reuse | Welch Allyn | Screw | Yes | Active, CE
REUSE-06-1TP | CUFF, REUS, SM INFANT, 1-TUBE, TP | FlexiPort | FlexiPort Reuse | Welch Allyn | Tri-Purpose | Yes | Active, CE
REUSE-06-1TPE | CUFF, REUS, SM INFANT, 1-TUBE TPE | FlexiPort | FlexiPort Reuse | Welch Allyn | Tri-Purpose | Yes | Active, CE
REUSE-07 | CUFF, WA, REUSABLE, INFANT | FlexiPort | FlexiPort Reuse | Welch Allyn | N/A | Yes | Active, CE
REUSE-07-1HP | CUFF, REUS, INFANT, 1-TUBE, HP | FlexiPort | FlexiPort Reuse | Welch Allyn | Bayonet (aka HP, rectus, quick connect) | Yes | Active, CE
REUSE-07-1MQ | CUFF, REUS, INFANT, 1-TUBE, MQ | FlexiPort | FlexiPort Reuse | Welch Allyn | Locking (aka subminiature) | Yes | Active, CE
REUSE-07-1SC | CUFF, REUS, INFANT, 1-TUBE, SC | FlexiPort | FlexiPort Reuse | Welch Allyn | Screw | Yes | Active, CE
REUSE-07-1TP | CUFF, REUS, INFANT, 1-TUBE, TP | FlexiPort | FlexiPort Reuse | Welch Allyn | Tri-Purpose | Yes | Active, CE
REUSE-07-1TPE | CUFF, REUS, INFANT, 1-TUBE TPE | FlexiPort | FlexiPort Reuse | Welch Allyn | Tri-Purpose | Yes | Active, CE
REUSE-07-2BV | CUFF, REUS, INFANT, 2-TUBE, BV | FlexiPort | FlexiPort Reuse | Welch Allyn | Tri-Purpose (also works as a luer lock and female luer slip) and Bulb/Valve assembly | Yes | Active, CE
REUSE-07-2BVC | CUFF, REUS, INFANT, 2-TUBE, BVC | FlexiPort | FlexiPort Reuse | Welch Allyn | Tri-Purpose (also works as a luer lock and female luer slip) and Bulb/Valve assembly and clamp | Yes | Active, CE
REUSE-07-2MF | CUFF, REUS, INFANT, 2-TUBE, MF | FlexiPort | FlexiPort Reuse | Welch Allyn | mated locking | Yes | Active, CE
REUSE-07-2MQ | CUFF, REUS, INFANT, 2-TUBE, MQ | FlexiPort | FlexiPort Reuse | Welch Allyn | Locking (aka subminiature) | Yes | Active, CE
REUSE-07-2SC | CUFF, REUS, INFANT, 2-TUBE, SC | FlexiPort | FlexiPort Reuse | Welch Allyn | Screw | Yes | Active, CE
REUSE-07-2TP | CUFF, REUS, INFANT, 2-TUBE, TP | FlexiPort | FlexiPort Reuse | Welch Allyn | Tri-Purpose | Yes | Active, CE
REUSE-07-2TPE | CUFF, REUS, INFANT, 2-TB, TPE | FlexiPort | FlexiPort Reuse | Welch Allyn | Tri-Purpose | Yes | Active, CE
REUSE-08 | CUFF, WA, REUSABLE, SM CHILD | FlexiPort | FlexiPort Reuse | Welch Allyn | N/A | Yes | Active, CE
REUSE-08-1HP | CUFF, REUS SM CHILD 1-TUBE, HP | FlexiPort | FlexiPort Reuse | Welch Allyn | Bayonet (aka HP, rectus, quick connect) | Yes | Active, CE
REUSE-08-1MQ | CUFF, REUS SM CHILD 1-TUBE, MQ | FlexiPort | FlexiPort Reuse | Welch Allyn | Locking (aka subminiature) | Yes | Active, CE
REUSE-08-1SC | CUFF, REUS SM CHILD 1-TUBE, SC | FlexiPort | FlexiPort Reuse | Welch Allyn | Screw | Yes | Active, CE
REUSE-08-1TP | CUFF, REUS SM CHILD 1-TUBE, TP | FlexiPort | FlexiPort Reuse | Welch Allyn | Tri-Purpose | Yes | Active, CE
REUSE-08-1TPE | CUFF, REUS SM CHILD 1-TUBE TPE | FlexiPort | FlexiPort Reuse | Welch Allyn | Tri-Purpose | Yes | Active, CE
REUSE-08-2BV | CUFF, REUS SM CHILD 2-TUBE, BV | FlexiPort | FlexiPort Reuse | Welch Allyn | Tri-Purpose (also works as a luer lock and female luer slip) and Bulb/Valve assembly | Yes | Active, CE
REUSE-08-2BVC | CUFF, REUS SM CHILD 2-TUBE, BVC | FlexiPort | FlexiPort Reuse | Welch Allyn | Tri-Purpose (also works as a luer lock and female luer slip) and Bulb/Valve assembly and clamp | Yes | Active, CE
REUSE-08-2MF | CUFF, REUS SM CHILD 2-TUBE MF | FlexiPort | FlexiPort Reuse | Welch Allyn | mated locking | Yes | Active, CE
REUSE-08-2MQ | CUFF, REUS SM CHILD 2-TUBE, MQ | FlexiPort | FlexiPort Reuse | Welch Allyn | Locking (aka subminiature) | Yes | Active, CE
REUSE-08-2SC | CUFF, REUS SM CHILD 2-TUBE, SC | FlexiPort | FlexiPort Reuse | Welch Allyn | Screw | Yes | Active, CE
REUSE-08-2TP | CUFF, REUS SM CHILD 2-TUBE, TP | FlexiPort | FlexiPort Reuse | Welch Allyn | Tri-Purpose | Yes | Active, CE
REUSE-08-2TPE | CUFF, REUS SM CHILD 2-TB, TPE | FlexiPort | FlexiPort Reuse | Welch Allyn | Tri-Purpose | Yes | Active, CE
REUSE-09 | CUFF, WA, REUSABLE, CHILD | FlexiPort | FlexiPort Reuse | Welch Allyn | N/A | Yes | Active, CE
REUSE-09-1HP | CUFF, REUS, CHILD, 1-TUBE, HP | FlexiPort | FlexiPort Reuse | Welch Allyn | Bayonet (aka HP, rectus, quick connect) | Yes | Active, CE
REUSE-09-1MQ | CUFF, REUS, CHILD, 1-TUBE, MQ | FlexiPort | FlexiPort Reuse | Welch Allyn | Locking (aka subminiature) | Yes | Active, CE
REUSE-09-1SC | CUFF, REUS, CHILD, 1-TUBE, SC | FlexiPort | FlexiPort Reuse | Welch Allyn | Screw | Yes | Active, CE
REUSE-09-1TP | CUFF, REUS, CHILD, 1-TUBE, TP | FlexiPort | FlexiPort Reuse | Welch Allyn | Tri-Purpose | Yes | Active, CE
REUSE-09-1TPE | CUFF, REUS, CHILD, 1-TUBE, TPE | FlexiPort | FlexiPort Reuse | Welch Allyn | Tri-Purpose | Yes | Active, CE
REUSE-09-2BV | CUFF, REUS, CHILD, 2-TUBE, BV | FlexiPort | FlexiPort Reuse | Welch Allyn | Tri-Purpose (also works as a luer lock and female luer slip) and Bulb/Valve assembly | Yes | Active, CE
REUSE-09-2BVC | CUFF, REUS, CHILD, 2-TUBE, BVC | FlexiPort | FlexiPort Reuse | Welch Allyn | Tri-Purpose (also works as a luer lock and female luer slip) and Bulb/Valve assembly and clamp | Yes | Active, CE
REUSE-09-2MF | CUFF, REUS, CHILD, 2-TUBE MF | FlexiPort | FlexiPort Reuse | Welch Allyn | mated locking | Yes | Active, CE
REUSE-09-2MQ | CUFF, REUS, CHILD, 2-TUBE, MQ | FlexiPort | FlexiPort Reuse | Welch Allyn | Locking (aka subminiature) | Yes | Active, CE
REUSE-09-2SC | CUFF, REUS, CHILD, 2-TUBE, SC | FlexiPort | FlexiPort Reuse | Welch Allyn | Screw | Yes | Active, CE
REUSE-09-2TP | CUFF, REUS, CHILD, 2-TUBE, TP | FlexiPort | FlexiPort Reuse | Welch Allyn | Tri-Purpose | Yes | Active, CE
REUSE-09-2TPE | CUFF, REUS, CHILD, 2-TUBE, TPE | FlexiPort | FlexiPort Reuse | Welch Allyn | Tri-Purpose | Yes | Active, CE
REUSE-10 | CUFF, WA, REUSABLE, SM ADULT | FlexiPort | FlexiPort Reuse | Welch Allyn | N/A | Yes | Active, CE
REUSE-10-1HP | CUFF, REUS, SM AD, 1-TUBE, HP | FlexiPort | FlexiPort Reuse | Welch Allyn | Bayonet (aka HP, rectus, quick connect) | Yes | Active, CE
REUSE-10-1MQ | CUFF, REUS, SM AD, 1-TUBE, MQ | FlexiPort | FlexiPort Reuse | Welch Allyn | Locking (aka subminiature) | Yes | Active, CE
REUSE-10-1SC | CUFF, REUS, SM AD, 1-TUBE, SC | FlexiPort | FlexiPort Reuse | Welch Allyn | Screw | Yes | Active, CE
REUSE-10-1TP | CUFF, REUS, SM AD, 1-TUBE, TP | FlexiPort | FlexiPort Reuse | Welch Allyn | Tri-Purpose | Yes | Active, CE
REUSE-10-1TPE | CUFF, REUS, SM AD, 1-TUBE, TPE | FlexiPort | FlexiPort Reuse | Welch Allyn | Tri-Purpose | Yes | Active, CE
REUSE-10-2BV | CUFF, REUS, SM AD, 2-TUBE, BV | FlexiPort | FlexiPort Reuse | Welch Allyn | Tri-Purpose (also works as a luer lock and female luer slip) and Bulb/Valve assembly | Yes | Active, CE
REUSE-10-2BVC | CUFF, REUS, SM AD, 2-TUBE, BVC | FlexiPort | FlexiPort Reuse | Welch Allyn | Tri-Purpose (also works as a luer lock and female luer slip) and Bulb/Valve assembly and clamp | Yes | Active, CE
REUSE-10-2MF | CUFF, REUS, SM AD, 2-TUBE, MF | FlexiPort | FlexiPort Reuse | Welch Allyn | mated locking | Yes | Active, CE
REUSE-10-2MQ | CUFF, REUS, SM AD, 2-TUBE, MQ | FlexiPort | FlexiPort Reuse | Welch Allyn | Locking (aka subminiature) | Yes | Active, CE
REUSE-10-2SC | CUFF, REUS, SM AD, 2-TUBE, SC | FlexiPort | FlexiPort Reuse | Welch Allyn | Screw | Yes | Active, CE
REUSE-10-2TP | CUFF, REUS, SM AD, 2-TUBE, TP | FlexiPort | FlexiPort Reuse | Welch Allyn | Tri-Purpose | Yes | Active, CE
REUSE-10-2TPE | CUFF, REUS, SM AD, 2-TUBE, TPE | FlexiPort | FlexiPort Reuse | Welch Allyn | Tri-Purpose | Yes | Active, CE
REUSE-11 | CUFF, WA, REUSABLE, ADULT | FlexiPort | FlexiPort Reuse | Welch Allyn | N/A | Yes | Active, CE
REUSE-11-1HP | CUFF, REUS, ADULT, 1-TUBE, HP | FlexiPort | FlexiPort Reuse | Welch Allyn | Bayonet (aka HP, rectus, quick connect) | Yes | Active, CE
REUSE-11-1MQ | CUFF, REUS, ADULT, 1-TUBE, MQ | FlexiPort | FlexiPort Reuse | Welch Allyn | Locking (aka subminiature) | Yes | Active, CE
REUSE-11-1SC | CUFF, REUS, ADULT, 1-TUBE, SC | FlexiPort | FlexiPort Reuse | Welch Allyn | Screw | Yes | Active, CE
REUSE-11-1TP | CUFF, REUS, ADULT, 1-TUBE, TP | FlexiPort | FlexiPort Reuse | Welch Allyn | Tri-Purpose | Yes | Active, CE
REUSE-11-1TPE | CUFF, REUS, ADULT, 1-TUBE, TPE | FlexiPort | FlexiPort Reuse | Welch Allyn | Tri-Purpose | Yes | Active, CE
REUSE-11-2BV | CUFF, REUS, ADULT, 2-TUBE, BV | FlexiPort | FlexiPort Reuse | Welch Allyn | Tri-Purpose (also works as a luer lock and female luer slip) and Bulb/Valve assembly | Yes | Active, CE
REUSE-11-2BVC | CUFF, REUS, ADULT, 2-TUBE, BVC | FlexiPort | FlexiPort Reuse | Welch Allyn | Tri-Purpose (also works as a luer lock and female luer slip) and Bulb/Valve assembly and clamp | Yes | Active, CE
REUSE-11-2MF | CUFF, REUS, ADULT, 2-TUBE, MF | FlexiPort | FlexiPort Reuse | Welch Allyn | mated locking | Yes | Active, CE
REUSE-11-2MQ | CUFF, REUS, ADULT, 2-TUBE, MQ | FlexiPort | FlexiPort Reuse | Welch Allyn | Locking (aka subminiature) | Yes | Active, CE
REUSE-11-2SC | CUFF, REUS, ADULT, 2-TUBE, SC | FlexiPort | FlexiPort Reuse | Welch Allyn | Screw | Yes | Active, CE
REUSE-11-2TP | UFF, REUS, ADULT, 2-TUBE, TP | FlexiPort | FlexiPort Reuse | Welch Allyn | Tri-Purpose | Yes | Active, CE
REUSE-11-2TPE | CUFF, REUS, ADULT, 2-TUBE, TPE | FlexiPort | FlexiPort Reuse | Welch Allyn | Tri-Purpose | Yes | Active, CE
REUSE-11L | CUFF, WA, REUSABLE ADULT LONG | FlexiPort | FlexiPort Reuse | Welch Allyn | N/A | Yes | Active, CE
REUSE-11L-1HP | CUFF, REUS, AD LONG 1-TUBE, HP | FlexiPort | FlexiPort Reuse | Welch Allyn | Bayonet (aka HP, rectus, quick connect) | Yes | Active, CE
REUSE-11L-1MQ | CUFF, REUS, AD LONG 1-TUBE, MQ | FlexiPort | FlexiPort Reuse | Welch Allyn | Locking (aka subminiature) | Yes | Active, CE
REUSE-11L-1SC | CUFF, REUS, AD LONG 1-TUBE, SC | FlexiPort | FlexiPort Reuse | Welch Allyn | Screw | Yes | Active, CE
REUSE-11L-1TP | CUFF, REUS, AD LONG 1-TUBE, TP | FlexiPort | FlexiPort Reuse | Welch Allyn | Tri-Purpose | Yes | Active, CE
REUSE-11L-1TPE | CUFF, REUS, AD LONG 1-TUBE TPE | FlexiPort | FlexiPort Reuse | Welch Allyn | Tri-Purpose | Yes | Active, CE
REUSE-11L-2BV | CUFF, REUS, AD LONG 2-TUBE, BV | FlexiPort | FlexiPort Reuse | Welch Allyn | Tri-Purpose (also works as a luer lock and female luer slip) and Bulb/Valve assembly | Yes | Active, CE
REUSE-11L-2BVC | CUFF, REUS, AD LONG 2-TUBE, BVC | FlexiPort | FlexiPort Reuse | Welch Allyn | Tri-Purpose (also works as a luer lock and female luer slip) and Bulb/Valve assembly and clamp | Yes | Active, CE
REUSE-11L-2MF | CUFF, REUS, AD LONG 2-TUBE, MF | FlexiPort | FlexiPort Reuse | Welch Allyn | mated locking | Yes | Active, CE
REUSE-11L-2MQ | CUFF, REUS, AD LONG 2-TUBE, MQ | FlexiPort | FlexiPort Reuse | Welch Allyn | Locking (aka subminiature) | Yes | Active, CE
REUSE-11L-2SC | CUFF, REUS, AD LONG 2-TUBE, SC | FlexiPort | FlexiPort Reuse | Welch Allyn | Screw | Yes | Active, CE
REUSE-11L-2TP | CUFF, REUS, AD LONG 2-TUBE, TP | FlexiPort | FlexiPort Reuse | Welch Allyn | Tri-Purpose | Yes | Active, CE
REUSE-11L-2TPE | CUFF, REUS, AD LONG 2-TUBE TPE | FlexiPort | FlexiPort Reuse | Welch Allyn | Tri-Purpose | Yes | Active, CE
REUSE-12 | CUFF, WA, REUSABLE, LG ADULT | FlexiPort | FlexiPort Reuse | Welch Allyn | N/A | Yes | Active, CE
REUSE-12-1HP | CUFF, REUS, LG AD, 1-TUBE, HP | FlexiPort | FlexiPort Reuse | Welch Allyn | Bayonet (aka HP, rectus, quick connect) | Yes | Active, CE
REUSE-12-1MQ | CUFF, REUS, LG AD, 1-TUBE, MQ | FlexiPort | FlexiPort Reuse | Welch Allyn | Locking (aka subminiature) | Yes | Active, CE
REUSE-12-1SC | REUS, LG AD, 1-TUBE, SC | FlexiPort | FlexiPort Reuse | Welch Allyn | Screw | Yes | Active, CE
REUSE-12-1TP | cUFF, REUS, LG AD, 1-TUBE, TP | FlexiPort | FlexiPort Reuse | Welch Allyn | Tri-Purpose | Yes | Active, CE
REUSE-12-1TPE | CUFF, REUS, LG AD, 1-TUBE, TPE | FlexiPort | FlexiPort Reuse | Welch Allyn | Tri-Purpose | Yes | Active, CE
REUSE-12-2BV | CUFF, REUS, LG AD, 2-TUBE, BV | FlexiPort | FlexiPort Reuse | Welch Allyn | Tri-Purpose (also works as a luer lock and female luer slip) and Bulb/Valve assembly | Yes | Active, CE
REUSE-12-2BVC | CUFF, REUS, LG AD, 2-TUBE, BVC | FlexiPort | FlexiPort Reuse | Welch Allyn | Tri-Purpose (also works as a luer lock and female luer slip) and Bulb/Valve assembly and clamp | Yes | Active, CE
REUSE-12-2MF | CUFF, REUS, LG AD, 2-TUBE, MF | FlexiPort | FlexiPort Reuse | Welch Allyn | mated locking | Yes | Active, CE
REUSE-12-2MQ | CUFF, REUS, LG AD, 2-TUBE, MQ | FlexiPort | FlexiPort Reuse | Welch Allyn | Locking (aka subminiature) | Yes | Active, CE
REUSE-12-2SC | CUFF, REUS, LG AD, 2-TUBE, SC | FlexiPort | FlexiPort Reuse | Welch Allyn | Screw | Yes | Active, CE
REUSE-12-2TP | CUFF, REUS, LG AD, 2-TUBE, TP | FlexiPort | FlexiPort Reuse | Welch Allyn | Tri-Purpose | Yes | Active, CE
REUSE-12-2TPE | CUFF, REUS, LG AD, 2-TUBE, TPE | FlexiPort | FlexiPort Reuse | Welch Allyn | Tri-Purpose | Yes | Active, CE
REUSE-12L | CUFF, WA, REUS, LG ADULT LONG | FlexiPort | FlexiPort Reuse | Welch Allyn | N/A | Yes | Active, CE
REUSE-12L-1HP | CUFF REUS LG AD LONG 1-TUBE HP | FlexiPort | FlexiPort Reuse | Welch Allyn | Bayonet (aka HP, rectus, quick connect) | Yes | Active, CE
REUSE-12L-1MQ | CUFF REUS LG AD LONG 1-TUBE MQ | FlexiPort | FlexiPort Reuse | Welch Allyn | Locking (aka subminiature) | Yes | Active, CE
REUSE-12L-1SC | CUFF REUS LG AD LONG 1-TUBE SC | FlexiPort | FlexiPort Reuse | Welch Allyn | Screw | Yes | Active, CE
REUSE-12L-1TP | CUFF REUS LG AD LONG 1-TUBE TP | FlexiPort | FlexiPort Reuse | Welch Allyn | Tri-Purpose | Yes | Active, CE
REUSE-12L-1TPE | CUFF REUS LG AD LONG 1-TUBE TPE | FlexiPort | FlexiPort Reuse | Welch Allyn | Tri-Purpose | Yes | Active, CE
REUSE-12L-2BV | CUFF REUS LG AD LONG 2-TUBE BV | FlexiPort | FlexiPort Reuse | Welch Allyn | Tri-Purpose (also works as a luer lock and female luer slip) and Bulb/Valve assembly | Yes | Active, CE
REUSE-12L-2BVC | CUFF REUS LG AD LONG 2-TUBE BVC | FlexiPort | FlexiPort Reuse | Welch Allyn | Tri-Purpose (also works as a luer lock and female luer slip) and Bulb/Valve assembly and clamp | Yes | Active, CE
REUSE-12L-2MF | CUFF REUS LG AD LONG 2-TUBE MF | FlexiPort | FlexiPort Reuse | Welch Allyn | mated locking | Yes | Active, CE
REUSE-12L-2MQ | CUFF REUS LG AD LONG 2-TUBE MQ | FlexiPort | FlexiPort Reuse | Welch Allyn | Locking (aka subminiature) | Yes | Active, CE
REUSE-12L-2SC | CUFF REUS LG AD LONG 2-TUBE SC | FlexiPort | FlexiPort Reuse | Welch Allyn | Screw | Yes | Active, CE
REUSE-12L-2TP | CUFF REUS LG AD LONG 2-TUBE TP | FlexiPort | FlexiPort Reuse | Welch Allyn | Tri-Purpose | Yes | Active, CE
REUSE-12L-2TPE | CUFF REUS LG AD LONG 2-TUBE TPE | FlexiPort | FlexiPort Reuse | Welch Allyn | Tri-Purpose | Yes | Active, CE
REUSE-13 | CUFF, WA, REUSABLE, THIGH | FlexiPort | FlexiPort Reuse | Welch Allyn | N/A | Yes | Active, CE
REUSE-13-1HP | CUFF, REUS, THIGH, 1-TUBE, HP | FlexiPort | FlexiPort Reuse | Welch Allyn | Bayonet (aka HP, rectus, quick connect) | Yes | Active, CE
REUSE-13-1MQ | CUFF, REUS, THIGH, 1-TUBE, MQ | FlexiPort | FlexiPort Reuse | Welch Allyn | Locking (aka subminiature) | Yes | Active, CE
REUSE-13-1SC | CUFF, REUS, THIGH, 1-TUBE, SC | FlexiPort | FlexiPort Reuse | Welch Allyn | Screw | Yes | Active, CE
REUSE-13-1TP | CUFF, REUS, THIGH, 1-TUBE, TP | FlexiPort | FlexiPort Reuse | Welch Allyn | Tri-Purpose | Yes | Active, CE
REUSE-13-1TPE | CUFF, REUS, THIGH, 1-TUBE, TPE | FlexiPort | FlexiPort Reuse | Welch Allyn | Tri-Purpose | Yes | Active, CE
REUSE-13-2BV | CUFF, REUS, THIGH, 2-TUBE, BV | FlexiPort | FlexiPort Reuse | Welch Allyn | Tri-Purpose (also works as a luer lock and female luer slip) and Bulb/Valve assembly | Yes | Active, CE
REUSE-13-2BVC | CUFF, REUS, THIGH, 2-TUBE, BVC | FlexiPort | FlexiPort Reuse | Welch Allyn | Tri-Purpose (also works as a luer lock and female luer slip) and Bulb/Valve assembly and clamp | Yes | Active, CE
REUSE-13-2MF | CUFF, REUS, THIGH, 2-TUBE, MF | FlexiPort | FlexiPort Reuse | Welch Allyn | mated locking | Yes | Active, CE
REUSE-13-2MQ | CUFF, REUS, THIGH, 2-TUBE, MQ | FlexiPort | FlexiPort Reuse | Welch Allyn | Locking (aka subminiature) | Yes | Active, CE
REUSE-13-2SC | CUFF, REUS, THIGH, 2-TUBE, SC | FlexiPort | FlexiPort Reuse | Welch Allyn | Screw | Yes | Active, CE
REUSE-13-2TP | CUFF, REUS, THIGH, 2-TUBE, TP | FlexiPort | FlexiPort Reuse | Welch Allyn | Tri-Purpose | Yes | Active, CE
REUSE-13-2TPE | CUFF, REUS, THIGH, 2-TUBE, TPE | FlexiPort | FlexiPort Reuse | Welch Allyn | Tri-Purpose | Yes | Active, CE
REUSE-ACC-MON | CUFF, REUSE(CHILD,SM ADULT,THIGH) MON PK | FlexiPort | FlexiPort Reuse | Welch Allyn | N/A | Yes | Active, CE
REUSE-FP-BV | CUFF, REUSE, FP WALL PACK | FlexiPort | FlexiPort Reuse | Welch Allyn | Tri-Purpose | Yes | Active, CE
REUSE-FP-HAND | CUFF, REUSE, FP HAND GAUGE PACK | FlexiPort | FlexiPort Reuse | Welch Allyn | Tri-Purpose | Yes | Active, CE
REUSE-FP-MON | CUFF,REUSE, FP MONITOR PACK | FlexiPort | FlexiPort Reuse | Welch Allyn | FlexiPort | Yes | Active, CE
REUSE-MLT | CUFF, REUS, MULTIPACK | FlexiPort | FlexiPort Reuse | Welch Allyn | Various | Yes | Active, CE
REUSE-MLT-1 | CUFF,REUSE,ADULT MULTIPACK,1-TB | FlexiPort | FlexiPort Reuse | Welch Allyn | Various | Yes | Active, CE
REUSE-MLT-2 | CUFF,REUSE,ADULT MULTIPACK,2-TB | FlexiPort | FlexiPort Reuse | Welch Allyn | Various | Yes | Active, CE
REUSE-PED-BV | CUFF, REUSE, PED WALL PACK | FlexiPort | FlexiPort Reuse | Welch Allyn | Tri-Purpose | Yes | Active, CE
REUSE-PED-HAND | CUFF, REUSE, PED HAND GAUGE PACK | FlexiPort | FlexiPort Reuse | Welch Allyn | Tri-Purpose | Yes | Active, CE
REUSE-PED-MON | CUFF, REUSE, PED MONITOR PACK | FlexiPort | FlexiPort Reuse | Welch Allyn | FlexiPort | Yes | Active, CE
SOFT-06 | CUFF,WA,SOFT, SMALL INFANT | FlexiPort | FlexiPort SOFT | Welch Allyn | N/A | Yes | Active, CE
SOFT-06-1HP | CUFF, SOFT, SM INFANT, 1-TUBE, HP | FlexiPort | FlexiPort SOFT | Welch Allyn | Bayonet (aka HP, rectus, quick connect) | Yes | Active, CE
SOFT-06-1MQ | CUFF, SOFT, SM INFANT, 1-TUBE, MQ | FlexiPort | FlexiPort SOFT | Welch Allyn | Locking (aka subminiature) | Yes | Active, CE
SOFT-06-1SC | CUFF, SOFT, SM INFANT, 1-TUBE, SC | FlexiPort | FlexiPort SOFT | Welch Allyn | Screw | Yes | Active, CE
SOFT-06-1TP | CUFF, SOFT, SM INFANT, 1-TUBE, TP | FlexiPort | FlexiPort SOFT | Welch Allyn | Tri-Purpose | Yes | Active, CE
SOFT-06-1TPE | CUFF, SOFT, SM INFANT, 1-TUBE, TPE | FlexiPort | FlexiPort SOFT | Welch Allyn | Tri-Purpose | Yes | Active, CE
SOFT-07 | CUFF, WA, SOFT, INFANT | FlexiPort | FlexiPort SOFT | Welch Allyn | N/A | Yes | Active, CE
SOFT-07-1HP | CUFF, SOFT, INFANT, 1-TUBE, HP | FlexiPort | FlexiPort SOFT | Welch Allyn | Bayonet (aka HP, rectus, quick connect) | Yes | Active, CE
SOFT-07-1MQ | CUFF, SOFT, INFANT, 1-TUBE, MQ | FlexiPort | FlexiPort SOFT | Welch Allyn | Locking (aka subminiature) | Yes | Active, CE
SOFT-07-1SC | CUFF, SOFT, INFANT, 1-TUBE, SC | FlexiPort | FlexiPort SOFT | Welch Allyn | Screw | Yes | Active, CE
SOFT-07-1TP | CUFF, SOFT, INFANT, 1-TUBE, TP | FlexiPort | FlexiPort SOFT | Welch Allyn | Tri-Purpose | Yes | Active, CE
SOFT-07-1TPE | CUFF, SOFT, INFANT, 1-TUBE, TPE | FlexiPort | FlexiPort SOFT | Welch Allyn | Tri-Purpose | Yes | Active, CE
SOFT-07-2BV | CUFF, SOFT, INFANT, 2-TUBE, BV | FlexiPort | FlexiPort SOFT | Welch Allyn | Tri-Purpose (also works as a luer lock and female luer slip) and Bulb/Valve assembly | Yes | Active, CE
SOFT-07-2BVC | CUFF, SOFT, INFANT, 2-TUBE, BVC | FlexiPort | FlexiPort SOFT | Welch Allyn | Tri-Purpose (also works as a luer lock and female luer slip) and Bulb/Valve assembly and clamp | Yes | Active, CE
SOFT-07-2MF | CUFF, SOFT, INFANT, 2-TUBE, MF | FlexiPort | FlexiPort SOFT | Welch Allyn | mated locking | Yes | Active, CE
SOFT-07-2MQ | CUFF, SOFT, INFANT, 2-TUBE, MQ | FlexiPort | FlexiPort SOFT | Welch Allyn | Locking (aka subminiature) | Yes | Active, CE
SOFT-07-2SC | CUFF, SOFT, INFANT, 2-TUBE, SC | FlexiPort | FlexiPort SOFT | Welch Allyn | Screw | Yes | Active, CE
SOFT-07-2TP | CUFF, SOFT, INFANT, 2-TUBE, TP | FlexiPort | FlexiPort SOFT | Welch Allyn | Tri-Purpose | Yes | Active, CE
SOFT-07-2TPE | CUFF, SOFT, INFANT, 2-TUBE TPE | FlexiPort | FlexiPort SOFT | Welch Allyn | Tri-Purpose | Yes | Active, CE
SOFT-08 | CUFF, WA, SOFT, SMALL CHILD | FlexiPort | FlexiPort SOFT | Welch Allyn | N/A | Yes | Active, CE
SOFT-08-1HP | CUFF, SOFT SM CHILD 1-TUBE, HP | FlexiPort | FlexiPort SOFT | Welch Allyn | Bayonet (aka HP, rectus, quick connect) | Yes | Active, CE
SOFT-08-1MQ | CUFF, SOFT SM CHILD 1-TUBE, MQ | FlexiPort | FlexiPort SOFT | Welch Allyn | Locking (aka subminiature) | Yes | Active, CE
SOFT-08-1SC | CUFF, SOFT SM CHILD 1-TUBE, SC | FlexiPort | FlexiPort SOFT | Welch Allyn | Screw | Yes | Active, CE
SOFT-08-1TP | CUFF, SOFT SM CHILD 1-TUBE, TP | FlexiPort | FlexiPort SOFT | Welch Allyn | Tri-Purpose | Yes | Active, CE
SOFT-08-1TPE | CUFF, SOFT, SM CHILD 1-TUBE, TPE | FlexiPort | FlexiPort SOFT | Welch Allyn | Tri-Purpose | Yes | Active, CE
SOFT-08-2BV | CUFF, SOFT SM CHILD 2-TUBE, BV | FlexiPort | FlexiPort SOFT | Welch Allyn | Tri-Purpose (also works as a luer lock and female luer slip) and Bulb/Valve assembly | Yes | Active, CE
SOFT-08-2BVC | CUFF, SOFT SM CHILD 2-TUBE, BVC | FlexiPort | FlexiPort SOFT | Welch Allyn | Tri-Purpose (also works as a luer lock and female luer slip) and Bulb/Valve assembly and clamp | Yes | Active, CE
SOFT-08-2MF | CUFF, SOFT, SM CHILD, 2-TUBE, MF | FlexiPort | FlexiPort SOFT | Welch Allyn | mated locking | Yes | Active, CE
SOFT-08-2MQ | CUFF, SOFT SM CHILD 2-TUBE, MQ | FlexiPort | FlexiPort SOFT | Welch Allyn | Locking (aka subminiature) | Yes | Active, CE
SOFT-08-2SC | CUFF, SOFT SM CHILD 2-TUBE, SC | FlexiPort | FlexiPort SOFT | Welch Allyn | Screw | Yes | Active, CE
SOFT-08-2TP | CUFF, SOFT SM CHILD 2-TUBE, TP | FlexiPort | FlexiPort SOFT | Welch Allyn | Tri-Purpose | Yes | Active, CE
SOFT-08-2TPE | CUFF, SOFT SM CHILD 2-TUBE TPE | FlexiPort | FlexiPort SOFT | Welch Allyn | Tri-Purpose | Yes | Active, CE
SOFT-09 | CUFF, WA, SOFT, CHILD | FlexiPort | FlexiPort SOFT | Welch Allyn | N/A | Yes | Active, CE
SOFT-09-1HP | CUFF, SOFT, CHILD, 1-TUBE, HP | FlexiPort | FlexiPort SOFT | Welch Allyn | Bayonet (aka HP, rectus, quick connect) | Yes | Active, CE
SOFT-09-1MQ | CUFF, SOFT, CHILD, 1-TUBE, MQ | FlexiPort | FlexiPort SOFT | Welch Allyn | Locking (aka subminiature) | Yes | Active, CE
SOFT-09-1SC | CUFF, SOFT, CHILD, 1-TUBE, SC | FlexiPort | FlexiPort SOFT | Welch Allyn | Screw | Yes | Active, CE
SOFT-09-1TP | CUFF, SOFT, CHILD, 1-TUBE, TP | FlexiPort | FlexiPort SOFT | Welch Allyn | Tri-Purpose | Yes | Active, CE
SOFT-09-1TPE | CUFF, SOFT, CHILD, 1-TUBE, TPE | FlexiPort | FlexiPort SOFT | Welch Allyn | Tri-Purpose | Yes | Active, CE
SOFT-09-2BV | CUFF, SOFT, CHILD, 2-TUBE, BV | FlexiPort | FlexiPort SOFT | Welch Allyn | Tri-Purpose (also works as a luer lock and female luer slip) and Bulb/Valve assembly | Yes | Active, CE
SOFT-09-2BVC | CUFF, SOFT, CHILD, 2-TUBE, BVC | FlexiPort | FlexiPort SOFT | Welch Allyn | Tri-Purpose (also works as a luer lock and female luer slip) and Bulb/Valve assembly and clamp | Yes | Active, CE
SOFT-09-2MF | CUFF, SOFT, CHILD, 2-TUBE, MF | FlexiPort | FlexiPort SOFT | Welch Allyn | mated locking | Yes | Active, CE
SOFT-09-2MQ | CUFF, SOFT, CHILD, 2-TUBE, MQ | FlexiPort | FlexiPort SOFT | Welch Allyn | Locking (aka subminiature) | Yes | Active, CE
SOFT-09-2SC | CUFF, SOFT, CHILD, 2-TUBE, SC | FlexiPort | FlexiPort SOFT | Welch Allyn | Screw | Yes | Active, CE
SOFT-09-2SCC | CUFF, SOFT, CHILD, 2-TUBE, SCC | FlexiPort | FlexiPort SOFT | Welch Allyn | Screw and clamp | Yes | Active, CE
SOFT-09-2TP | CUFF, SOFT, CHILD, 2-TUBE, TP | FlexiPort | FlexiPort SOFT | Welch Allyn | Tri-Purpose | Yes | Active, CE
SOFT-09-2TPE | CUFF, SOFT, CHILD, 2-TUBE, TPE | FlexiPort | FlexiPort SOFT | Welch Allyn | Tri-Purpose | Yes | Active, CE
SOFT-10 | CUFF, WA, SOFT, SMALL ADULT | FlexiPort | FlexiPort SOFT | Welch Allyn | N/A | Yes | Active, CE
SOFT-10-1HP | CUFF, SOFT, SM AD, 1-TUBE, HP | FlexiPort | FlexiPort SOFT | Welch Allyn | Bayonet (aka HP, rectus, quick connect) | Yes | Active, CE
SOFT-10-1MQ | CUFF, SOFT, SM AD, 1-TUBE, MQ | FlexiPort | FlexiPort SOFT | Welch Allyn | Locking (aka subminiature) | Yes | Active, CE
SOFT-10-1SC | CUFF, SOFT, SM AD, 1-TUBE, SC | FlexiPort | FlexiPort SOFT | Welch Allyn | Screw | Yes | Active, CE
SOFT-10-1TP | CUFF, SOFT, SM AD, 1-TUBE, TP | FlexiPort | FlexiPort SOFT | Welch Allyn | Tri-Purpose | Yes | Active, CE
SOFT-10-1TPE | CUFF, SOFT, SM AD, 1-TUBE, TPE | FlexiPort | FlexiPort SOFT | Welch Allyn | Tri-Purpose | Yes | Active, CE
SOFT-10-2BV | CUFF, SOFT, SM AD, 2-TUBE, BV | FlexiPort | FlexiPort SOFT | Welch Allyn | Tri-Purpose (also works as a luer lock and female luer slip) and Bulb/Valve assembly | Yes | Active, CE
SOFT-10-2BVC | CUFF, SOFT, SM AD, 2-TUBE, BVC | FlexiPort | FlexiPort SOFT | Welch Allyn | Tri-Purpose (also works as a luer lock and female luer slip) and Bulb/Valve assembly and clamp | Yes | Active, CE
SOFT-10-2MF | CUFF, SOFT, SM AD, 2-TUBE, MF | FlexiPort | FlexiPort SOFT | Welch Allyn | mated locking | Yes | Active, CE
SOFT-10-2MQ | CUFF, SOFT, SM AD, 2-TUBE, MQ | FlexiPort | FlexiPort SOFT | Welch Allyn | Locking (aka subminiature) | Yes | Active, CE
SOFT-10-2SC | CUFF, SOFT, SM AD, 2-TUBE, SC | FlexiPort | FlexiPort SOFT | Welch Allyn | Screw | Yes | Active, CE
SOFT-10-2SCC | CUFF SOFT SM ADULT 2-TUBE, SCC | FlexiPort | FlexiPort SOFT | Welch Allyn | Screw and clamp | Yes | Active, CE
SOFT-10-2TP | CUFF, SOFT, SM AD, 2-TUBE, TP | FlexiPort | FlexiPort SOFT | Welch Allyn | Tri-Purpose | Yes | Active, CE
SOFT-10-2TPE | CUFF, SOFT, SM AD, 2-TUBE, TPE | FlexiPort | FlexiPort SOFT | Welch Allyn | Tri-Purpose | Yes | Active, CE
SOFT-11 | CUFF, WA, SOFT, ADULT | FlexiPort | FlexiPort SOFT | Welch Allyn | N/A | Yes | Active, CE
SOFT-11-1HP | CUFF, SOFT, ADULT, 1-TUBE, HP | FlexiPort | FlexiPort SOFT | Welch Allyn | Bayonet (aka HP, rectus, quick connect) | Yes | Active, CE
SOFT-11-1MQ | CUFF, SOFT, ADULT, 1-TUBE, MQ | FlexiPort | FlexiPort SOFT | Welch Allyn | Locking (aka subminiature) | Yes | Active, CE
SOFT-11-1SC | CUFF, SOFT, ADULT, 1-TUBE, SC | FlexiPort | FlexiPort SOFT | Welch Allyn | Screw | Yes | Active, CE
SOFT-11-1TP | CUFF, SOFT, ADULT, 1-TUBE, TP | FlexiPort | FlexiPort SOFT | Welch Allyn | Tri-Purpose | Yes | Active, CE
SOFT-11-1TPE | CUFF, SOFT, ADULT, 1-TUBE, TPE | FlexiPort | FlexiPort SOFT | Welch Allyn | Tri-Purpose | Yes | Active, CE
SOFT-11-2BV | CUFF, SOFT, ADULT, 2-TUBE, BV | FlexiPort | FlexiPort SOFT | Welch Allyn | Tri-Purpose (also works as a luer lock and female luer slip) and Bulb/Valve assembly | Yes | Active, CE
SOFT-11-2BVC | CUFF, SOFT, ADULT, 2-TUBE, BVC | FlexiPort | FlexiPort SOFT | Welch Allyn | Tri-Purpose (also works as a luer lock and female luer slip) and Bulb/Valve assembly and clamp | Yes | Active, CE
SOFT-11-2MF | CUFF, SOFT, ADULT, 2-TUBE, MF | FlexiPort | FlexiPort SOFT | Welch Allyn | mated locking | Yes | Active, CE
SOFT-11-2MQ | CUFF, SOFT, ADULT, 2-TUBE, MQ | FlexiPort | FlexiPort SOFT | Welch Allyn | Locking (aka subminiature) | Yes | Active, CE
SOFT-11-2SC | CUFF, SOFT, ADULT, 2-TUBE, SC | FlexiPort | FlexiPort SOFT | Welch Allyn | Screw | Yes | Active, CE
SOFT-11-2SCC | CUFF, SOFT, ADULT, 2-TUBE, SCC | FlexiPort | FlexiPort SOFT | Welch Allyn | Screw and clamp | Yes | Active, CE
SOFT-11-2TP | CUFF, SOFT, ADULT, 2-TUBE, TP | FlexiPort | FlexiPort SOFT | Welch Allyn | Tri-Purpose | Yes | Active, CE
SOFT-11-2TPE | CUFF, SOFT, ADULT, 2-TUBE, TPE | FlexiPort | FlexiPort SOFT | Welch Allyn | Tri-Purpose | Yes | Active, CE
SOFT-11L | CUFF, WA, SOFT, ADULT LONG | FlexiPort | FlexiPort SOFT | Welch Allyn | N/A | Yes | Active, CE
SOFT-11L-1HP | CUFF, SOFT, AD LONG 1-TUBE, HP | FlexiPort | FlexiPort SOFT | Welch Allyn | Bayonet (aka HP, rectus, quick connect) | Yes | Active, CE
SOFT-11L-1MQ | CUFF, SOFT, AD LONG 1-TUBE, MQ | FlexiPort | FlexiPort SOFT | Welch Allyn | Locking (aka subminiature) | Yes | Active, CE
SOFT-11L-1SC | CUFF, SOFT, AD LONG 1-TUBE, SC | FlexiPort | FlexiPort SOFT | Welch Allyn | Screw | Yes | Active, CE
SOFT-11L-1TP | CUFF, SOFT, AD LONG 1-TUBE, TP | FlexiPort | FlexiPort SOFT | Welch Allyn | Tri-Purpose | Yes | Active, CE
SOFT-11L-1TPE | CUFF, SOFT, AD LONG, 1-TUBE, TPE | FlexiPort | FlexiPort SOFT | Welch Allyn | Tri-Purpose | Yes | Active, CE
SOFT-11L-2BV | CUFF, SOFT, AD LONG 2-TUBE, BV | FlexiPort | FlexiPort SOFT | Welch Allyn | Tri-Purpose (also works as a luer lock and female luer slip) and Bulb/Valve assembly | Yes | Active, CE
SOFT-11L-2BVC | CUFF, SOFT, AD LONG 2-TUBE, BVC | FlexiPort | FlexiPort SOFT | Welch Allyn | Tri-Purpose (also works as a luer lock and female luer slip) and Bulb/Valve assembly and clamp | Yes | Active, CE
SOFT-11L-2MF | CUFF, SOFT, AD LONG, 2-TUBE, MF | FlexiPort | FlexiPort SOFT | Welch Allyn | mated locking | Yes | Active, CE
SOFT-11L-2MQ | CUFF, SOFT, AD LONG 2-TUBE, MQ | FlexiPort | FlexiPort SOFT | Welch Allyn | Locking (aka subminiature) | Yes | Active, CE
SOFT-11L-2SC | CUFF, SOFT, AD LONG 2-TUBE, SC | FlexiPort | FlexiPort SOFT | Welch Allyn | Screw | Yes | Active, CE
SOFT-11L-2TP | CUFF, SOFT, AD LONG 2-TUBE, TP | FlexiPort | FlexiPort SOFT | Welch Allyn | Tri-Purpose | Yes | Active, CE
SOFT-11L-2TPE | CUFF, SOFT, AD LONG 2-TUBE TPE | FlexiPort | FlexiPort SOFT | Welch Allyn | Tri-Purpose | Yes | Active, CE
SOFT-12 | CUFF, WA, SOFT, LG ADULT | FlexiPort | FlexiPort SOFT | Welch Allyn | N/A | Yes | Active, CE
SOFT-12-1HP | CUFF, SOFT, LG AD, 1-TUBE, HP | FlexiPort | FlexiPort SOFT | Welch Allyn | Bayonet (aka HP, rectus, quick connect) | Yes | Active, CE
SOFT-12-1MQ | CUFF, SOFT, LG AD, 1-TUBE, MQ | FlexiPort | FlexiPort SOFT | Welch Allyn | Locking (aka subminiature) | Yes | Active, CE
SOFT-12-1SC | CUFF, SOFT, LG AD, 1-TUBE, SC | FlexiPort | FlexiPort SOFT | Welch Allyn | Screw | Yes | Active, CE
SOFT-12-1TP | CUFF, SOFT, LG AD, 1-TUBE, TP | FlexiPort | FlexiPort SOFT | Welch Allyn | Tri-Purpose | Yes | Active, CE
SOFT-12-1TPE | CUFF, SOFT, LG AD, 1-TUBE, TPE | FlexiPort | FlexiPort SOFT | Welch Allyn | Tri-Purpose | Yes | Active, CE
SOFT-12-2BV | CUFF, SOFT, LG AD, 2-TUBE, BV | FlexiPort | FlexiPort SOFT | Welch Allyn | Tri-Purpose (also works as a luer lock and female luer slip) and Bulb/Valve assembly | Yes | Active, CE
SOFT-12-2BVC | CUFF, SOFT, LG AD, 2-TUBE, BVC | FlexiPort | FlexiPort SOFT | Welch Allyn | Tri-Purpose (also works as a luer lock and female luer slip) and Bulb/Valve assembly and clamp | Yes | Active, CE
SOFT-12-2MF | CUFF, SOFT,LG AD , 2-TUBE, MF | FlexiPort | FlexiPort SOFT | Welch Allyn | mated locking | Yes | Active, CE
SOFT-12-2MQ | CUFF, SOFT, LG AD, 2-TUBE, MQ | FlexiPort | FlexiPort SOFT | Welch Allyn | Locking (aka subminiature) | Yes | Active, CE
SOFT-12-2SC | CUFF, SOFT, LG AD, 2-TUBE, SC | FlexiPort | FlexiPort SOFT | Welch Allyn | Screw | Yes | Active, CE
SOFT-12-2SCC | CUFF, SOFT, LG AD, 2-TUBE, SCC | FlexiPort | FlexiPort SOFT | Welch Allyn | Screw and clamp | Yes | Active, CE
SOFT-12-2TP | CUFF, SOFT, LG AD, 2-TUBE, TP | FlexiPort | FlexiPort SOFT | Welch Allyn | Tri-Purpose | Yes | Active, CE
SOFT-12-2TPE | CUFF, SOFT, LG AD, 2-TUBE, TPE | FlexiPort | FlexiPort SOFT | Welch Allyn | Tri-Purpose | Yes | Active, CE
SOFT-12L | CUFF, WA, SOFT, LG ADULT LONG | FlexiPort | FlexiPort SOFT | Welch Allyn | N/A | Yes | Active, CE
SOFT-12L-1HP | CUFF SOFT LG AD LONG 1-TUBE HP | FlexiPort | FlexiPort SOFT | Welch Allyn | Bayonet (aka HP, rectus, quick connect) | Yes | Active, CE
SOFT-12L-1MQ | CUFF SOFT LG AD LONG 1-TUBE MQ | FlexiPort | FlexiPort SOFT | Welch Allyn | Locking (aka subminiature) | Yes | Active, CE
SOFT-12L-1SC | CUFF SOFT LG AD LONG 1-TUBE SC | FlexiPort | FlexiPort SOFT | Welch Allyn | Screw | Yes | Active, CE
SOFT-12L-1TP | CUFF SOFT LG AD LONG 1-TUBE TP | FlexiPort | FlexiPort SOFT | Welch Allyn | Tri-Purpose | Yes | Active, CE
SOFT-12L-1TPE | CUFF, SOFT, LG AD LONG, 1-TUBE, TPE | FlexiPort | FlexiPort SOFT | Welch Allyn | Tri-Purpose | Yes | Active, CE
SOFT-12L-2BV | CUFF SOFT LG AD LONG 2-TUBE BV | FlexiPort | FlexiPort SOFT | Welch Allyn | Tri-Purpose (also works as a luer lock and female luer slip) and Bulb/Valve assembly | Yes | Active, CE
SOFT-12L-2BVC | CUFF SOFT LG AD LONG 2-TUBE BVC | FlexiPort | FlexiPort SOFT | Welch Allyn | Tri-Purpose (also works as a luer lock and female luer slip) and Bulb/Valve assembly and clamp | Yes | Active, CE
SOFT-12L-2MF | CUFF, SOFT, LG AD LONG , 2-TUBE, MF | FlexiPort | FlexiPort SOFT | Welch Allyn | mated locking | Yes | Active, CE
SOFT-12L-2MQ | CUFF SOFT LG AD LONG 2-TUBE MQ | FlexiPort | FlexiPort SOFT | Welch Allyn | Locking (aka subminiature) | Yes | Active, CE
SOFT-12L-2SC | CUFF SOFT LG AD LONG 2-TUBE SC | FlexiPort | FlexiPort SOFT | Welch Allyn | Screw | Yes | Active, CE
SOFT-12L-2TP | CUFF SOFT LG AD LONG 2-TUBE TP | FlexiPort | FlexiPort SOFT | Welch Allyn | Tri-Purpose | Yes | Active, CE
SOFT-12L-2TPE | CUFF SOFT LGAD LONG 2-TUBE TPE | FlexiPort | FlexiPort SOFT | Welch Allyn | Tri-Purpose | Yes | Active, CE
SOFT-13 | CUFF, WA, SOFT, THIGH | FlexiPort | FlexiPort SOFT | Welch Allyn | N/A | Yes | Active, CE
SOFT-13-1HP | CUFF, SOFT, THIGH, 1-TUBE, HP | FlexiPort | FlexiPort SOFT | Welch Allyn | Bayonet (aka HP, rectus, quick connect) | Yes | Active, CE
SOFT-13-1MQ | CUFF, SOFT, THIGH, 1-TUBE, MQ | FlexiPort | FlexiPort SOFT | Welch Allyn | Locking (aka subminiature) | Yes | Active, CE
SOFT-13-1SC | CUFF, SOFT, THIGH, 1-TUBE, SC | FlexiPort | FlexiPort SOFT | Welch Allyn | Screw | Yes | Active, CE
SOFT-13-1TP | CUFF, SOFT, THIGH, 1-TUBE, TP | FlexiPort | FlexiPort SOFT | Welch Allyn | Tri-Purpose | Yes | Active, CE
SOFT-13-1TPE | CUFF, SOFT, THIGH, 1-TUBE, TPE | FlexiPort | FlexiPort SOFT | Welch Allyn | Tri-Purpose | Yes | Active, CE
SOFT-13-2BV | CUFF, SOFT, THIGH, 2-TUBE, BV | FlexiPort | FlexiPort SOFT | Welch Allyn | Tri-Purpose (also works as a luer lock and female luer slip) and Bulb/Valve assembly | Yes | Active, CE
SOFT-13-2BVC | CUFF, SOFT, THIGH, 2-TUBE, BVC | FlexiPort | FlexiPort SOFT | Welch Allyn | Tri-Purpose (also works as a luer lock and female luer slip) and Bulb/Valve assembly and clamp | Yes | Active, CE
SOFT-13-2MF | CUFF, SOFT, THIGH, 2-TUBE, MF | FlexiPort | FlexiPort SOFT | Welch Allyn | mated locking | Yes | Active, CE
SOFT-13-2MQ | CUFF, SOFT, THIGH, 2-TUBE, MQ | FlexiPort | FlexiPort SOFT | Welch Allyn | Locking (aka subminiature) | Yes | Active, CE
SOFT-13-2SC | CUFF, SOFT, THIGH, 2-TUBE, SC | FlexiPort | FlexiPort SOFT | Welch Allyn | Screw | Yes | Active, CE
SOFT-13-2SCC | CUFF, SOFT, THIGH, 2-TUBE, SCC | FlexiPort | FlexiPort SOFT | Welch Allyn | Screw and clamp | Yes | Active, CE
SOFT-13-2TP | CUFF, SOFT, THIGH, 2-TUBE, TP | FlexiPort | FlexiPort SOFT | Welch Allyn | Tri-Purpose | Yes | Active, CE
SOFT-13-2TPE | CUFF, SOFT, THIGH, 2-TUBE, TPE | FlexiPort | FlexiPort SOFT | Welch Allyn | Tri-Purpose | Yes | Active, CE
SOFT-MLT | CUFF, SOFT, MULTIPACK | FlexiPort | FlexiPort SOFT | Welch Allyn | Various | Yes | Active, CE
SOFT-MLT-1 | CUFF,SOFT,ADULT MULTIPACK,1-TB | FlexiPort | FlexiPort SOFT | Welch Allyn | Various | Yes | Active, CE
SOFT-MLT-2 | CUFF,SOFT,ADULT MULTIPACK,2-TB | FlexiPort | FlexiPort SOFT | Welch Allyn | Various | Yes | Active, CE
TEST-PORT | FLEXIPORT CALIBRATION FITTING | FlexiPort Accessory | FlexiPort Accessory | Welch Allyn | FlexiPort | N/A | Active, CE not needed since its an Accessory
TL9203 | ADAPTER,DBL MF to DBL ML | Accessory | Accessory | Welch Allyn | locking to male luer | N/A | Active, CE not needed since its an Accessory
TL9204 | ADAPTER,SGL HP to DBL ML | Accessory | Accessory | Welch Allyn | bayonet to male luer | N/A | Active, CE not needed since its an Accessory
TL9211 | ADAPTER,SGL BT to SGL 1/8in BARB | Accessory | Accessory | Welch Allyn | BT to barb | N/A | Active, CE not needed since its an Accessory
TL9225 | ADAPTER,SGL LL to SGL FHP METAL | Accessory | Accessory | Welch Allyn | luer lock to bayonet | N/A | Active, CE not needed since its an Accessory
TL9235 | ADAPTER,DBL FL and BV to DBL NK | Accessory | Accessory | Welch Allyn | female luer to locking | N/A | Active, CE not needed since its an Accessory
TL9235B | ADAPTER,DBL BARB and BV to DBL NK | Accessory | Accessory | Welch Allyn | barb to locking | N/A | Active, CE not needed since its an Accessory
TL9271 | ADAPTER,SGL FL to DBL MSC and BV | Accessory | Accessory | Welch Allyn | female luer to screw | N/A | Active, CE not needed since its an Accessory
VINYL-06 | CUFF, WA, VINYL, SMALL INFANT | FlexiPort | FlexiPort VINYL | Welch Allyn | N/A | Yes | Active, CE
VINYL-06-1HP | CUFF, VINYL SM INFANT, 1-TUBE, HP | FlexiPort | FlexiPort VINYL | Welch Allyn | Bayonet (aka HP, rectus, quick connect) | Yes | Active, CE
VINYL-06-1MQ | CUFF, VINYL SM INFANT, 1-TUBE, MQ | FlexiPort | FlexiPort VINYL | Welch Allyn | Locking (aka subminiature) | Yes | Active, CE
VINYL-06-1SC | CUFF, VINYL SM INFANT, 1-TUBE, SC | FlexiPort | FlexiPort VINYL | Welch Allyn | Screw | Yes | Active, CE
VINYL-07 | CUFF, WA, VINYL INFANT | FlexiPort | FlexiPort VINYL | Welch Allyn | N/A | Yes | Active, CE
VINYL-07-1HP | CUFF, VINYL INFANT, 1-TUBE, HP | FlexiPort | FlexiPort VINYL | Welch Allyn | Bayonet (aka HP, rectus, quick connect) | Yes | Active, CE
VINYL-07-1MQ | CUFF, VINYL INFANT, 1-TUBE, MQ | FlexiPort | FlexiPort VINYL | Welch Allyn | Locking (aka subminiature) | Yes | Active, CE
VINYL-07-1SC | CUFF, VINYL INFANT, 1-TUBE, SC | FlexiPort | FlexiPort VINYL | Welch Allyn | Screw | Yes | Active, CE
VINYL-07-2BV | CUFF, VINYL INFANT, 2-TUBE, BV | FlexiPort | FlexiPort VINYL | Welch Allyn | Tri-Purpose (also works as a luer lock and female luer slip) and Bulb/Valve assembly | Yes | Active, CE
VINYL-07-2BVC | CUFF, VINYL INFANT, 2-TUBE, BVC | FlexiPort | FlexiPort VINYL | Welch Allyn | Tri-Purpose (also works as a luer lock and female luer slip) and Bulb/Valve assembly and clamp | Yes | Active, CE
VINYL-07-2MQ | CUFF, VINYL INFANT, 2-TUBE, MQ | FlexiPort | FlexiPort VINYL | Welch Allyn | Locking (aka subminiature) | Yes | Active, CE
VINYL-07-2SC | CUFF, VINYL INFANT, 2-TUBE, SC | FlexiPort | FlexiPort VINYL | Welch Allyn | Screw | Yes | Active, CE
VINYL-08 | CUFF, WA, VINYL SM CHILD | FlexiPort | FlexiPort VINYL | Welch Allyn | N/A | Yes | Active, CE
VINYL-08-1HP | CUFF, VINYL SM CHILD 1-TUBE HP | FlexiPort | FlexiPort VINYL | Welch Allyn | Bayonet (aka HP, rectus, quick connect) | Yes | Active, CE
VINYL-08-1MQ | CUFF, VINYL SM CHILD 1-TUBE MQ | FlexiPort | FlexiPort VINYL | Welch Allyn | Locking (aka subminiature) | Yes | Active, CE
VINYL-08-1SC | CUFF, VINYL SM CHILD 1-TUBE SC | FlexiPort | FlexiPort VINYL | Welch Allyn | Screw | Yes | Active, CE
VINYL-08-2BV | CUFF, VINYL SM CHILD 2-TUBE BV | FlexiPort | FlexiPort VINYL | Welch Allyn | Tri-Purpose (also works as a luer lock and female luer slip) and Bulb/Valve assembly | Yes | Active, CE
VINYL-08-2BVC | CUFF, VINYL SM CHILD 2-TUBE BVC | FlexiPort | FlexiPort VINYL | Welch Allyn | Tri-Purpose (also works as a luer lock and female luer slip) and Bulb/Valve assembly and clamp | Yes | Active, CE
VINYL-08-2MQ | CUFF, VINYL SM CHILD 2-TUBE MQ | FlexiPort | FlexiPort VINYL | Welch Allyn | Locking (aka subminiature) | Yes | Active, CE
VINYL-08-2SC | CUFF, VINYL SM CHILD 2-TUBE SC | FlexiPort | FlexiPort VINYL | Welch Allyn | Screw | Yes | Active, CE
VINYL-09 | CUFF, WA, VINYL CHILD | FlexiPort | FlexiPort VINYL | Welch Allyn | N/A | Yes | Active, CE
VINYL-09-1HP | CUFF, VINYL CHILD, 1-TUBE, HP | FlexiPort | FlexiPort VINYL | Welch Allyn | Bayonet (aka HP, rectus, quick connect) | Yes | Active, CE
VINYL-09-1MQ | CUFF, VINYL CHILD, 1-TUBE, MQ | FlexiPort | FlexiPort VINYL | Welch Allyn | Locking (aka subminiature) | Yes | Active, CE
VINYL-09-1SC | CUFF, VINYL CHILD, 1-TUBE, SC | FlexiPort | FlexiPort VINYL | Welch Allyn | Screw | Yes | Active, CE
VINYL-09-2BV | CUFF, VINYL CHILD, 2-TUBE, BV | FlexiPort | FlexiPort VINYL | Welch Allyn | Tri-Purpose (also works as a luer lock and female luer slip) and Bulb/Valve assembly | Yes | Active, CE
VINYL-09-2BVC | CUFF, VINYL CHILD, 2-TUBE, BVC | FlexiPort | FlexiPort VINYL | Welch Allyn | Tri-Purpose (also works as a luer lock and female luer slip) and Bulb/Valve assembly and clamp | Yes | Active, CE
VINYL-09-2MQ | CUFF, VINYL CHILD, 2-TUBE, MQ | FlexiPort | FlexiPort VINYL | Welch Allyn | Locking (aka subminiature) | Yes | Active, CE
VINYL-09-2SC | CUFF, VINYL CHILD, 2-TUBE, SC | FlexiPort | FlexiPort VINYL | Welch Allyn | Screw | Yes | Active, CE
VINYL-10 | CUFF, WA, VINYL, SM AD | FlexiPort | FlexiPort VINYL | Welch Allyn | N/A | Yes | Active, CE
VINYL-10-1HP | CUFF, VINYL, SM AD, 1-TUBE, HP | FlexiPort | FlexiPort VINYL | Welch Allyn | Bayonet (aka HP, rectus, quick connect) | Yes | Active, CE
VINYL-10-1MQ | CUFF, VINYL, SM AD, 1-TUBE, MQ | FlexiPort | FlexiPort VINYL | Welch Allyn | Locking (aka subminiature) | Yes | Active, CE
VINYL-10-1SC | CUFF, VINYL, SM AD, 1-TUBE, SC | FlexiPort | FlexiPort VINYL | Welch Allyn | Screw | Yes | Active, CE
VINYL-10-2BV | CUFF, VINYL, SM AD, 2-TUBE, BV | FlexiPort | FlexiPort VINYL | Welch Allyn | Tri-Purpose (also works as a luer lock and female luer slip) and Bulb/Valve assembly | Yes | Active, CE
VINYL-10-2BVC | CUFF, VINYL, SM AD, 2-TUBE, BVC | FlexiPort | FlexiPort VINYL | Welch Allyn | Tri-Purpose (also works as a luer lock and female luer slip) and Bulb/Valve assembly and clamp | Yes | Active, CE
VINYL-10-2MQ | CUFF, VINYL, SM AD, 2-TUBE, MQ | FlexiPort | FlexiPort VINYL | Welch Allyn | Locking (aka subminiature) | Yes | Active, CE
VINYL-10-2SC | CUFF, VINYL, SM AD, 2-TUBE, SC | FlexiPort | FlexiPort VINYL | Welch Allyn | Screw | Yes | Active, CE
VINYL-11 | CUFF, WA, VINYL ADULT | FlexiPort | FlexiPort VINYL | Welch Allyn | N/A | Yes | Active, CE
VINYL-11-1HP | CUFF, VINYL ADULT, 1-TUBE, HP | FlexiPort | FlexiPort VINYL | Welch Allyn | Bayonet (aka HP, rectus, quick connect) | Yes | Active, CE
VINYL-11-1MQ | CUFF, VINYL ADULT, 1-TUBE, MQ | FlexiPort | FlexiPort VINYL | Welch Allyn | Locking (aka subminiature) | Yes | Active, CE
VINYL-11-1SC | CUFF, VINYL ADULT, 1-TUBE, SC | FlexiPort | FlexiPort VINYL | Welch Allyn | Screw | Yes | Active, CE
VINYL-11-2BV | CUFF, VINYL ADULT, 2-TUBE, BV | FlexiPort | FlexiPort VINYL | Welch Allyn | Tri-Purpose (also works as a luer lock and female luer slip) and Bulb/Valve assembly | Yes | Active, CE
VINYL-11-2BVC | CUFF, VINYL ADULT, 2-TUBE, BVC | FlexiPort | FlexiPort VINYL | Welch Allyn | Tri-Purpose (also works as a luer lock and female luer slip) and Bulb/Valve assembly and clamp | Yes | Active, CE
VINYL-11-2MQ | CUFF, VINYL ADULT, 2-TUBE, MQ | FlexiPort | FlexiPort VINYL | Welch Allyn | Locking (aka subminiature) | Yes | Active, CE
VINYL-11-2SC | CUFF, VINYL ADULT, 2-TUBE, SC | FlexiPort | FlexiPort VINYL | Welch Allyn | Screw | Yes | Active, CE
VINYL-11L | CUFF, WA, VINYL, ADULT LONG | FlexiPort | FlexiPort VINYL | Welch Allyn | N/A | Yes | Active, CE
VINYL-11L-1HP | CUFF, VINYL AD LONG 1-TUBE, HP | FlexiPort | FlexiPort VINYL | Welch Allyn | Bayonet (aka HP, rectus, quick connect) | Yes | Active, CE
VINYL-11L-1MQ | CUFF, VINYL AD LONG 1-TUBE, MQ | FlexiPort | FlexiPort VINYL | Welch Allyn | Locking (aka subminiature) | Yes | Active, CE
VINYL-11L-1SC | CUFF, VINYL AD LONG 1-TUBE, SC | FlexiPort | FlexiPort VINYL | Welch Allyn | Screw | Yes | Active, CE
VINYL-11L-2BV | CUFF, VINYL AD LONG 2-TUBE, BV | FlexiPort | FlexiPort VINYL | Welch Allyn | Tri-Purpose (also works as a luer lock and female luer slip) and Bulb/Valve assembly | Yes | Active, CE
VINYL-11L-2BVC | CUFF, VINYL AD LONG 2-TUBE, BVC | FlexiPort | FlexiPort VINYL | Welch Allyn | Tri-Purpose (also works as a luer lock and female luer slip) and Bulb/Valve assembly and clamp | Yes | Active, CE
VINYL-11L-2MQ | CUFF, VINYL AD LONG 2-TUBE, MQ | FlexiPort | FlexiPort VINYL | Welch Allyn | Locking (aka subminiature) | Yes | Active, CE
VINYL-11L-2SC | CUFF, VINYL AD LONG 2-TUBE, SC | FlexiPort | FlexiPort VINYL | Welch Allyn | Screw | Yes | Active, CE
VINYL-12 | CUFF, WA, VINYL LG AD | FlexiPort | FlexiPort VINYL | Welch Allyn | N/A | Yes | Active, CE
VINYL-12-1HP | CUFF, VINYL LG AD, 1-TUBE, HP | FlexiPort | FlexiPort VINYL | Welch Allyn | Bayonet (aka HP, rectus, quick connect) | Yes | Active, CE
VINYL-12-1MQ | CUFF, VINYL LG AD, 1-TUBE, MQ | FlexiPort | FlexiPort VINYL | Welch Allyn | Locking (aka subminiature) | Yes | Active, CE
VINYL-12-1SC | CUFF, VINYL LG AD, 1-TUBE, SC | FlexiPort | FlexiPort VINYL | Welch Allyn | Screw | Yes | Active, CE
VINYL-12-2BV | CUFF, VINYL LG AD, 2-TUBE, BV | FlexiPort | FlexiPort VINYL | Welch Allyn | Tri-Purpose (also works as a luer lock and female luer slip) and Bulb/Valve assembly | Yes | Active, CE
VINYL-12-2BVC | CUFF, VINYL LG AD, 2-TUBE, BVC | FlexiPort | FlexiPort VINYL | Welch Allyn | Tri-Purpose (also works as a luer lock and female luer slip) and Bulb/Valve assembly and clamp | Yes | Active, CE
VINYL-12-2MQ | CUFF, VINYL LG AD, 2-TUBE, MQ | FlexiPort | FlexiPort VINYL | Welch Allyn | Locking (aka subminiature) | Yes | Active, CE
VINYL-12-2SC | CUFF, VINYL LG AD, 2-TUBE, SC | FlexiPort | FlexiPort VINYL | Welch Allyn | Screw | Yes | Active, CE
VINYL-12L | CUFF, WA, VINYL, LG ADULT LONG | FlexiPort | FlexiPort VINYL | Welch Allyn | N/A | Yes | Active, CE
VINYL-12L-1HP | CUFF VINYL LG AD LONG 1-TUBE HP | FlexiPort | FlexiPort VINYL | Welch Allyn | Bayonet (aka HP, rectus, quick connect) | Yes | Active, CE
VINYL-12L-1MQ | CUFF VINYL LG AD LONG 1-TUBE MQ | FlexiPort | FlexiPort VINYL | Welch Allyn | Locking (aka subminiature) | Yes | Active, CE
VINYL-12L-1SC | CUFF VINYL LG AD LONG 1-TUBE SC | FlexiPort | FlexiPort VINYL | Welch Allyn | Screw | Yes | Active, CE
VINYL-12L-2BV | CUFF VINYL LG AD LONG 2-TUBE BV | FlexiPort | FlexiPort VINYL | Welch Allyn | Tri-Purpose (also works as a luer lock and female luer slip) and Bulb/Valve assembly | Yes | Active, CE
VINYL-12L-2BVC | CUFF VINYL LG AD LONG 2-TUBE BVC | FlexiPort | FlexiPort VINYL | Welch Allyn | Tri-Purpose (also works as a luer lock and female luer slip) and Bulb/Valve assembly and clamp | Yes | Active, CE
VINYL-12L-2MQ | CUFF VINYL LG AD LONG 2-TUBE MQ | FlexiPort | FlexiPort VINYL | Welch Allyn | Locking (aka subminiature) | Yes | Active, CE
VINYL-12L-2SC | CUFF VINYL LG AD LONG 2-TUBE SC | FlexiPort | FlexiPort VINYL | Welch Allyn | Screw | Yes | Active, CE
VINYL-13 | CUFF, WA, VINYL THIGH | FlexiPort | FlexiPort VINYL | Welch Allyn | N/A | Yes | Active, CE
VINYL-13-1HP | CUFF, VINYL THIGH, 1-TUBE, HP | FlexiPort | FlexiPort VINYL | Welch Allyn | Bayonet (aka HP, rectus, quick connect) | Yes | Active, CE
VINYL-13-1MQ | CUFF, VINYL THIGH, 1-TUBE, MQ | FlexiPort | FlexiPort VINYL | Welch Allyn | Locking (aka subminiature) | Yes | Active, CE
VINYL-13-1SC | CUFF, VINYL THIGH, 1-TUBE, SC | FlexiPort | FlexiPort VINYL | Welch Allyn | Screw | Yes | Active, CE
VINYL-13-2BV | CUFF, VINYL THIGH, 2-TUBE, BV | FlexiPort | FlexiPort VINYL | Welch Allyn | Tri-Purpose (also works as a luer lock and female luer slip) and Bulb/Valve assembly | Yes | Active, CE
VINYL-13-2BVC | CUFF, VINYL THIGH, 2-TUBE, BVC | FlexiPort | FlexiPort VINYL | Welch Allyn | Tri-Purpose (also works as a luer lock and female luer slip) and Bulb/Valve assembly and clamp | Yes | Active, CE
VINYL-13-2MQ | CUFF, VINYL THIGH, 2-TUBE, MQ | FlexiPort | FlexiPort VINYL | Welch Allyn | Locking (aka subminiature) | Yes | Active, CE
VINYL-13-2SC | CUFF, VINYL THIGH, 2-TUBE, SC | FlexiPort | FlexiPort VINYL | Welch Allyn | Screw | Yes | Active, CE
VINYL-MLT | CUFF, VINYL, MULTIPACK | FlexiPort | FlexiPort VINYL | Welch Allyn | Various | Yes | Active, CE
NEO-1-1TLS | CUFF,NEO 1,1-TUBE,TLSOFT DISP,ISO 40/CS | Neonatal | Neonatal Soft TL | Welch Allyn | SnapQuick | No | Active, NO CE (so can only be sold where CE mark Is not required) | NEO-1-1 (CUFF,NEO 1,1-TUBE,WASOFT DISP,ISO 10/BX) *(This cuff ships with new SnapQuick Connector, Device Modifcation Required)*
NEO-2-1TLS | CUFF,NEO 2,1-TUBE,TLSOFT DISP,ISO 40/CS | Neonatal | Neonatal Soft TL | Welch Allyn | SnapQuick | No | Active, NO CE (so can only be sold where CE mark Is not required) | NEO-2-1 (CUFF,NEO 2,1-TUBE,WASOFT DISP,ISO 10/BX) *(This cuff ships with new SnapQuick Connector, Device Modifcation Required)*
NEO-3-1TLS | CUFF,NEO 3,1-TUBE,TLSOFT DISP,ISO 40/CS | Neonatal | Neonatal Soft TL | Welch Allyn | SnapQuick | No | Active, NO CE (so can only be sold where CE mark Is not required) | NEO-3-1 (CUFF,NEO 3,1-TUBE,WASOFT DISP,ISO 10/BX) *(This cuff ships with new SnapQuick Connector, Device Modifcation Required)*
NEO-4-1TLS | CUFF,NEO 4,1-TUBE,TLSOFT DISP,ISO 40/CS | Neonatal | Neonatal Soft TL | Welch Allyn | SnapQuick | No | Active, NO CE (so can only be sold where CE mark Is not required) | NEO-4-1 (CUFF,NEO 4,1-TUBE,WASOFT DISP,ISO 10/BX) *(This cuff ships with new SnapQuick Connector, Device Modifcation Required)*
NEO-5-1TLS | CUFF,NEO 5,1-TUBE,TLSOFT DISP,ISO 40/CS | Neonatal | Neonatal Soft TL | Welch Allyn | SnapQuick | No | Active, NO CE (so can only be sold where CE mark Is not required) | NEO-5-1 (CUFF,NEO 5,1-TUBE,WASOFT DISP,ISO 10/BX) *(This cuff ships with new SnapQuick Connector, Device Modifcation Required)*
NEO-1-2TLS | CUFF,NEO 1,2-TUBE,TLSOFT DISP,ISO 40/CS | Neonatal | Neonatal Soft TL | Welch Allyn | SnapQuick | No | Active, NO CE (so can only be sold where CE mark Is not required) | NEO-1-2 (CUFF,NEO 1,2-TUBE,WASOFT DISP,ISO 10/BX) *(This cuff ships with new SnapQuick Connector, Device Modifcation Required)*
NEO-2-2TLS | CUFF,NEO 2,2-TUBE,TLSOFT DISP,ISO 40/CS | Neonatal | Neonatal Soft TL | Welch Allyn | SnapQuick | No | Active, NO CE (so can only be sold where CE mark Is not required) | NEO-2-2 (CUFF,NEO 2,2-TUBE,WASOFT DISP,ISO 10/BX) *(This cuff ships with new SnapQuick Connector, Device Modifcation Required)*
NEO-3-2TLS | CUFF,NEO 3,2-TUBE,TLSOFT DISP,ISO 40/CS | Neonatal | Neonatal Soft TL | Welch Allyn | SnapQuick | No | Active, NO CE (so can only be sold where CE mark Is not required) | NEO-3-2 (CUFF,NEO 3,2-TUBE,WASOFT DISP,ISO 10/BX) *(This cuff ships with new SnapQuick Connector, Device Modifcation Required)*
NEO-4-2TLS | CUFF,NEO 4,2-TUBE,TLSOFT DISP,ISO 40/CS | Neonatal | Neonatal Soft TL | Welch Allyn | SnapQuick | No | Active, NO CE (so can only be sold where CE mark Is not required) | NEO-4-2 (CUFF,NEO 4,2-TUBE,WASOFT DISP,ISO 10/BX)*(This cuff ships with new SnapQuick Connector, Device Modifcation Required)*
NEO-5-2TLS | CUFF,NEO 5,2-TUBE,TLSOFT DISP,ISO 40/CS | Neonatal | Neonatal Soft TL | Welch Allyn | SnapQuick | No | Active, NO CE (so can only be sold where CE mark Is not required) | NEO-5-2 (CUFF,NEO 5,2-TUBE,WASOFT DISP,ISO 10/BX) *(This cuff ships with new SnapQuick Connector, Device Modifcation Required)*
NEO-1-1TLV | CUFF,NEO 1,1-TUBE,TLVINYL DISP,ISO 40/CS | Neonatal | Neonatal Vinyl TL | Welch Allyn | SnapQuick | No | Active, NO CE (so can only be sold where CE mark Is not required) | NEO-1-1 (CUFF,NEO 1,1-TUBE,WASOFT DISP,ISO 10/BX) *(This cuff ships with new SnapQuick Connector, Device Modifcation Required)*
NEO-2-1TLV | CUFF,NEO 2,1-TUBE,TLVINYL DISP,ISO 40/CS | Neonatal | Neonatal Vinyl TL | Welch Allyn | SnapQuick | No | Active, NO CE (so can only be sold where CE mark Is not required) | NEO-2-1 (CUFF,NEO 2,1-TUBE,WASOFT DISP,ISO 10/BX) *(This cuff ships with new SnapQuick Connector, Device Modifcation Required)*
NEO-3-1TLV | CUFF,NEO 3,1-TUBE,TLVINYL DISP,ISO 40/CS | Neonatal | Neonatal Vinyl TL | Welch Allyn | SnapQuick | No | Active, NO CE (so can only be sold where CE mark Is not required) | NEO-3-1 (CUFF,NEO 3,1-TUBE,WASOFT DISP,ISO 10/BX) *(This cuff ships with new SnapQuick Connector, Device Modifcation Required)*
NEO-4-1TLV | CUFF,NEO 4,1-TUBE,TLVINYL DISP,ISO 40/CS | Neonatal | Neonatal Vinyl TL | Welch Allyn | SnapQuick | No | Active, NO CE (so can only be sold where CE mark Is not required) | NEO-4-1 (CUFF,NEO 4,1-TUBE,WASOFT DISP,ISO 10/BX) *(This cuff ships with new SnapQuick Connector, Device Modifcation Required)*
NEO-5-1TLV | CUFF,NEO 5,1-TUBE,TLVINYL DISP,ISO 40/CS | Neonatal | Neonatal Vinyl TL | Welch Allyn | SnapQuick | No | Active, NO CE (so can only be sold where CE mark Is not required) | NEO-5-1 (CUFF,NEO 5,1-TUBE,WASOFT DISP,ISO 10/BX) *(This cuff ships with new SnapQuick Connector, Device Modifcation Required)*
NEO-1-2TLV | CUFF,NEO 1,2-TUBE,TLVINYL DISP,ISO 40/CS | Neonatal | Neonatal Vinyl TL | Welch Allyn | SnapQuick | No | Active, NO CE (so can only be sold where CE mark Is not required) | NEO-1-2 (CUFF,NEO 1,2-TUBE,WASOFT DISP,ISO 10/BX) *(This cuff ships with new SnapQuick Connector, Device Modifcation Required)*
NEO-2-2TLV | CUFF,NEO 2,2-TUBE,TLVINYL DISP,ISO 40/CS | Neonatal | Neonatal Vinyl TL | Welch Allyn | SnapQuick | No | Active, NO CE (so can only be sold where CE mark Is not required) | NEO-2-2 (CUFF,NEO 2,2-TUBE,WASOFT DISP,ISO 10/BX) *(This cuff ships with new SnapQuick Connector, Device Modifcation Required)*
NEO-3-2TLV | CUFF,NEO 3,2-TUBE,TLVINYL DISP,ISO 40/CS | Neonatal | Neonatal Vinyl TL | Welch Allyn | SnapQuick | No | Active, NO CE (so can only be sold where CE mark Is not required) | NEO-3-2 (CUFF,NEO 3,2-TUBE,WASOFT DISP,ISO 10/BX) *(This cuff ships with new SnapQuick Connector, Device Modifcation Required)*
NEO-4-2TLV | CUFF,NEO 4,2-TUBE,TLVINYL DISP,ISO 40/CS | Neonatal | Neonatal Vinyl TL | Welch Allyn | SnapQuick | No | Active, NO CE (so can only be sold where CE mark Is not required) | NEO-4-2 (CUFF,NEO 4,2-TUBE,WASOFT DISP,ISO 10/BX)*(This cuff ships with new SnapQuick Connector, Device Modifcation Required)*
NEO-5-2TLV | CUFF,NEO 5,2-TUBE,TLVINYL DISP,ISO 40/CS | Neonatal | Neonatal Vinyl TL | Welch Allyn | SnapQuick | No | Active, NO CE (so can only be sold where CE mark Is not required) | NEO-5-2 (CUFF,NEO 5,2-TUBE,WASOFT DISP,ISO 10/BX) *(This cuff ships with new SnapQuick Connector, Device Modifcation Required)*
NEO-1-1 | CUFF,NEO 1,1-TUBE,WASOFT DISP,ISO 10/BX | Neonatal | Neonatal Soft WA | Welch Allyn | SnapQuick | Yes | Active, CE
NEO-2-1 | CUFF,NEO 2,1-TUBE,WASOFT DISP,ISO 10/BX | Neonatal | Neonatal Soft WA | Welch Allyn | SnapQuick | Yes | Active, CE
NEO-3-1 | CUFF,NEO 3,1-TUBE,WASOFT DISP,ISO 10/BX | Neonatal | Neonatal Soft WA | Welch Allyn | SnapQuick | Yes | Active, CE
NEO-4-1 | CUFF,NEO 4,1-TUBE,WASOFT DISP,ISO 10/BX | Neonatal | Neonatal Soft WA | Welch Allyn | SnapQuick | Yes | Active, CE
NEO-5-1 | CUFF,NEO 5,1-TUBE,WASOFT DISP,ISO 10/BX | Neonatal | Neonatal Soft WA | Welch Allyn | SnapQuick | Yes | Active, CE
NEO-1-2 | CUFF,NEO 1,2-TUBE,WASOFT DISP,ISO 10/BX | Neonatal | Neonatal Soft WA | Welch Allyn | SnapQuick | Yes | Active, CE
NEO-2-2 | CUFF,NEO 2,2-TUBE,WASOFT DISP,ISO 10/BX | Neonatal | Neonatal Soft WA | Welch Allyn | SnapQuick | Yes | Active, CE
NEO-3-2 | CUFF,NEO 3,2-TUBE,WASOFT DISP,ISO 10/BX | Neonatal | Neonatal Soft WA | Welch Allyn | SnapQuick | Yes | Active, CE
NEO-4-2 | CUFF,NEO 4,2-TUBE,WASOFT DISP,ISO 10/BX | Neonatal | Neonatal Soft WA | Welch Allyn | SnapQuick | Yes | Active, CE
NEO-5-2 | CUFF,NEO 5,2-TUBE,WASOFT DISP,ISO 10/BX | Neonatal | Neonatal Soft WA | Welch Allyn | SnapQuick | Yes | Active, CE
NEO-1-2CL | CUFF NEO 1 DISP 2 TUBE NON LUER W/CLAMP | Neonatal | Neonatal Soft WA | Welch Allyn | SnapQuick | Yes | Active, CE
NEO-2-2CL | CUFF NEO 2 DISP 2 TUBE NON LUER W/CLAMP | Neonatal | Neonatal Soft WA | Welch Allyn | SnapQuick | Yes | Active, CE
NEO-3-2CL | CUFF NEO 3 DISP 2 TUBE NON LUER W/CLAMP | Neonatal | Neonatal Soft WA | Welch Allyn | SnapQuick | Yes | Active, CE
NEO-4-2CL | CUFF NEO 4 DISP 2 TUBE NON LUER W/CLAMP | Neonatal | Neonatal Soft WA | Welch Allyn | SnapQuick | Yes | Active, CE
NEO-5-2CL | CUFF NEO 5 DISP 2 TUBE NON LUER W/CLAMP | Neonatal | Neonatal Soft WA | Welch Allyn | SnapQuick | Yes | Active, CE
NEO-MLT-1 | CUFF 5 PK DISP 1 TUBE NEONATE NON LUER | Neonatal | Neonatal Soft WA | Welch Allyn | SnapQuick | Yes | Active, CE
NEO-MLT-2 | CUFF 5 PK DISP 2 TUBE NEONATE NON LUER | Neonatal | Neonatal Soft WA | Welch Allyn | SnapQuick | Yes | Active, CE
5082-300 | NEO CUFF CONN,ISO,FEMALE 3/32"BARB,10/BG | Neonatal | Neonatal Connector | Welch Allyn | SnapQuick | N/A | Active, CE not needed since its an Accessory
5082-301 | NEO CUFF CONN,ISO,MALE 1/8" BARB,10/BG | Neonatal | Neonatal Connector | Welch Allyn | SnapQuick | N/A | Active, CE not needed since its an Accessory
5082-302 | NEO CUFF CONN,ISO,MALE 3/32" BARB,10/BG | Neonatal | Neonatal Connector | Welch Allyn | SnapQuick | N/A | Active, CE not needed since its an Accessory
1706 | BLADDER ONLY,TL BALANCED,INFANT,2TUBE | Trimline | Trimline Two-Piece Reuse | Welch Allyn | Female Luer Slip | No | Active, NO CE (so can only be sold where CE mark Is not required) | Change BOM to Tri-Purpose
1706S | BLADDER ONLY,TL BALANCED,INFANT,1TUBE | Trimline | Trimline Two-Piece Reuse | Welch Allyn | Female Luer Slip | No | Active, NO CE (so can only be sold where CE mark Is not required) | Change BOM to Tri-Purpose